## 2013 Rev Reconciliation (hidden)
STREET / CROSSWALK AND MISCELLANEOUS LIGHTING
DETERMINATION OF PROPOSED 2013 REVENUE AND SALES
Power &
| Load | Energy | Maintenance | Capital | Conversion Fee | Total
Electric Service rate increase | 23.51%
Fixture Count Fcst Multiplier | 1
Imbalance - to capital
2013 Proposed Revenue (Using Actual March 2011Inv. Level)
2012 CF Revenues |  | 10821467.4014 | 5840444.6148 | 5608758.8588 |  | 22270670.875
Current Proposed Revenue |  | 12035931 | 5704662 | 3899054.8348 |  | 21639647.8348
Variance |  | 1214463.5986 | -135782.6148 | -1709704.024 |  | -631023.0402
Reduction in Forecasted S/L Revenue using 2013 Load Forecast |  | 0.040318 | 0 | 0 |  | 0.040318
Adjusted 2013 Prop. S/L Revenue |  | 12035931.0403 | 5704662 | 3899054.8348 |  | 21639647.8751
Prop. Misc. Lighting Revenue |  | 2994823.4501 |  |  |  | 2994823.4501
Reduce Forecasted Misc. Revenue using 2013 Load Forecast |  | 0 |  |  |  | 0
COSTS | [6 empty] | COSS | Imbalance | % imbalance
UNM ATL balanced with COSS |  | 15030754.4904 | 5704662 | 3899054.8348 | 0 | 24634471.3252 | 24633381.52 | 1089.8053 | 0.004424%
UNM LED Capital BTL (levelized) |  | 0 | 0 | 1962838.6944 | 0 | 1962838.6944
Total |  | 15030754.4904 | 5704662 | 5861893.5292 | 0 | 26597310.0196
REVENUES
UNM NON-LED STREET LIGHTS | 74140696.7223 | 11023788.6371 | 5704661.7522 | 3899234.509 | 0 | 20627684.8983
UNM LED STREET LIGHTS | 8042130.0049 | 1012142.3338 | 0 | 1962838.6944 |  | 2974981.0281 | 23602665.9264
MISC LOADS | 24854873 | 2994823.4501 | 0 | 0 | 0 | 2994823.4501
Total | 107037699.7271 | 15030754.421 | 5704661.7522 | 5862073.2034 | 0 | 26597489.3766 | 104393439 | 2644260.7271 | 2.533%
Variance |  | -0.069449 | -0.24782 | 179.6743 | 0 | 179.357
LED Capital Deferral |  |  |  | 0
Imbalance |  |  |  | 179.357
Costs
Electric Service |  |  | 1012142.3338
Capital-related Costs
Depreciation |  |  | 959449.4548
Financing
Cost of Capital |  |  | 1156361.6046
Capital Cost Allowance |  |  | -209868.4128
Balancing Adj. |  |  | 56896.0477
Subtotal (Financing) |  |  | 1003389.2396 | [6 empty] | 1003389.2396
Subtotal (Depr. + Capital) |  |  | 1962838.6944
| Total Sales based on Feb / 2013 inventories (kWh) | Maintenance Energy based on Feb / 2013 inventories (kWh) | Capital Energy based on Feb / 2013 inventories (kWh) | 2013 Unmetered Sales (kWh) | Sales Growth (kWh) | 2012 CF Average Rate ($/kWh) | Proposed 2013 Average rate ($/kWh) | Power & Energy Reduction ($)
Street & Crosswalk Lighting | 82182826.7271 | 67553596.7223 | 72365974.7271 | 82182827 | 0.27288 | 0.11963 | 0.14775 | 0.040318
Misc. Lighting | 24854873 | 0 | 0 | 24854873 | 0 | 0.097436 | 0.12034 | 0
Total | 107037699.7271 | 67553596.7223 | 72365974.7271 | 107037700 | 0.27288
LED
2011 Proposed Revenue (Using Est. 2010 Inv. Level)
Proposed Street & Crosswalk Rate Revenue using Feb 2011 Inventory | 12035930.9709 | 5704661.7522 | 5862073.2034 | 23602665.9264
Reduced 2012 Street & Crosswalk Lighting Revenue | 0.040318 | 0 | 0 | 0.040318
Proposed 2012 Sreet & Crosswalk Lighting Revenue | 12035931.0112 | 5704661.7522 | 5862073.2034 | 23602665.9668
Proposed 2012 Misc. Lighting Revenue using Feb 2011 Inventory | 2994823.4501 |  |  | 2994823.4501
Reduced Misc. Lighting Revenue | 0 |  |  | 0
Total Proposed Unmetered Revenue | 15030754.4613 | 5704661.7522 | 5862073.2034 | 26597489.4169
Note on D18: Clarissa Jamieson: No impact as result of DSM - Streetlighting fixtures not changing substantially
Note on E18: Clarissa Jamieson: No impact as result of DSM - Streetlighting fixtures not changing substantially

## Schedule 1
SCHEDULE 1
STREET / CROSSWALK LIGHTING STUDY
Inventory Level as of MARCH 2011 | [9 empty] | Full Charge
|  | MARCH 2011 Adjusted (Quantity) |  |  |  | FORECAST 2013 (Quantity) |  |  |  | Adj. for
Rate Code | Description | Full Charge | Energy & Maint | Energy Only | Total | Full Charge | Energy & Maint | Energy Only | Total | LED Conv.
001/003 | Incandescent < 300 Watts | 27 | 0 | 7 | 34 | 27 | 0 | 7 | 34 | 27
002 | Incandescent > 300 Watts | 2 | 0 | 0 | 2 | 2 | 0 | 0 | 2 | 2
|  | 29 | 0 | 7 | 36 | 29 | 0 | 7 | 36 | 29
100 | Mercury Vapour 100 Watts | 251 | 0 | 0 | 251 | 251 | 0 | 0 | 251 | 233.6777
101/201/301 | Mercury Vapour 125 Watts | 10349 | 7 | 11 | 10367 | 10349 | 7 | 11 | 10367 | 9634.785
102/202/302 | Mercury Vapour 175 Watts | 2474 | 21 | 157 | 2652 | 2474 | 21 | 157 | 2652 | 2303.262
103/203/303 | Mercury Vapour 250 Watts | 953 | 35 | 54 | 1042 | 953 | 35 | 54 | 1042 | 887.2307
104/204/304 | Mercury Vapour 400 Watts | 926 | 9 | 15 | 950 | 926 | 9 | 15 | 950 | 862.094
105/205/305 | Mercury Vapour 700 Watts | 11 | 0 | 1 | 12 | 11 | 0 | 1 | 12 | 11
106/206/306 | Mercury Vapour 1000 Watts | 86 | 22 | 7 | 115 | 86 | 22 | 7 | 115 | 86
107 | Mercury Vapour 250 Watt Cont. Oper. | 3 | 0 | 0 | 3 | 3 | 0 | 0 | 3 | 3
|  | 15053 | 94 | 245 | 15392 | 15053 | 94 | 245 | 15392 | 14021.0494
110 | Fluorescent 2x24" 70 Watts | 897 | 0 | 0 | 897 | 897 | 0 | 0 | 897 | 897
111 | Fluorescent 2x48" 220 Watts | 114 | 0 | 0 | 114 | 114 | 0 | 0 | 114 | 114
112 | Fluorescent 2x72" 300 Watts | 67 | 0 | 0 | 67 | 67 | 0 | 0 | 67 | 67
113/213 | Fluorescent 4x72" 600 Watts | 15 | 0 | 0 | 15 | 15 | 0 | 0 | 15 | 15
114/214 | Fluorescent 1x96" 110 Watts | 5 | 26 | 0 | 31 | 5 | 26 | 0 | 31 | 5
115/215 | Fluorescent 1x72" 150 Watts | 1 | 3 | 0 | 4 | 1 | 3 | 0 | 4 | 1
116 | Fluorescent 4x48" 440 Watts | 2 | 0 | 0 | 2 | 2 | 0 | 0 | 2 | 2
217 | Fluorescent 1x48" | 0 | 1 | 0 | 1 | 0 | 1 | 0 | 1 | 0
218 | Fluorescent 2x48" | 0 | 0 | 0 | 0 | 0 | 0 | 0 | 0 | 0
330 | Fluorescent 4x35" | 0 | 0 | 2 | 2 | 0 | 0 | 2 | 2 | 0
350 | Fluorescent 4x96" | 0 | 0 | 76 | 76 | 0 | 0 | 76 | 76 | 0
|  | 1101 | 30 | 78 | 1209 | 1101 | 30 | 78 | 1209 | 1101
117 | Fluorescent Crosswalk Cont. 4x72" | 0 | 0 | 1 | 1 | 0 | 0 | 1 | 1 | 0
118 | Fluorescent Crosswalk Cont. 2x24" | 0 | 0 | 17 | 17 | 0 | 0 | 17 | 17 | 0
119 | Fluorescent Crosswalk Cont. 4x48" | 0 | 0 | 23 | 23 | 0 | 0 | 23 | 23 | 0
120 | Fluorescent Crosswalk Cont. 2x96" | 0 | 0 | 30 | 30 | 0 | 0 | 30 | 30 | 0
150 | Fluorescent Crosswalk Cont. 4x96" | 0 | 0 | 21 | 21 | 0 | 0 | 21 | 21 | 0
|  | 0 | 0 | 92 | 92 | 0 | 0 | 92 | 92 | 0
310 | Fluorescent Crosswalk 2x24" | 0 | 0 | 2 | 2 | 0 | 0 | 2 | 2 | 0
311 | Fluorescent Crosswalk 4x48" | 0 | 0 | 5 | 5 | 0 | 0 | 5 | 5 | 0
312 | Fluorescent Crosswalk 2x72" | 0 | 0 | 1 | 1 | 0 | 0 | 1 | 1 | 0
313 | Fluorescent Crosswalk 4x72" | 0 | 0 | 0 | 0 | 0 | 0 | 0 | 0 | 0
314 | Fluorescent Crosswalk 1x96" | 0 | 0 | 25 | 25 | 0 | 0 | 25 | 25 | 0
315 | Fluorescent Crosswalk 1x72" | 0 | 0 | 0 | 0 | 0 | 0 | 0 | 0 | 0
|  | 0 | 0 | 33 | 33 | 0 | 0 | 33 | 33 | 0
121/221/321 | High Pressure Sodium 250 Watts | 4317 | 171 | 964 | 5452 | 4317 | 171 | 964 | 5452 | 4019.0711
122/326 | High Pressure Sodium 400 Watts | 2910 | 0 | 89 | 2999 | 2910 | 0 | 89 | 2999 | 2709.1723
123/222/322 | High Pressure Sodium 70 Watts | 35979 | 258 | 5978 | 42215 | 35979 | 258 | 5978 | 42215 | 33495.9831
124/223/323 | High Pressure Sodium 100 Watts | 43398 | 135 | 2377 | 45910 | 43398 | 135 | 2377 | 45910 | 40401.9409
125/224/324 | High Pressure Sodium 150 Watts | 5241 | 230 | 125 | 5596 | 5241 | 230 | 125 | 5596 | 4879.3031
126 | HP Sodium 100 Watts - Cont. Oper. | 15 | 0 | 0 | 15 | 15 | 0 | 0 | 15 | 15
327 | High Pressure Sodium 500 Watts | 0 | 0 | 3 | 3 | 0 | 0 | 3 | 3 | 0
328 | High Pressure Sodium 1000 Watts | 0 | 0 | 14 | 14 | 0 | 0 | 14 | 14 | 0
329 | High Pressure Sodium 1500 Watts | 0 | 0 | 1 | 1 | 0 | 0 | 1 | 1 | 0
|  | 91860 | 794 | 9551 | 102205 | 91860 | 794 | 9551 | 102205 | 85520.4706
130 | Low Pressure Sodium 135 Watts | 53 | 0 | 0 | 53 | 53 | 0 | 0 | 53 | 49.3423
131/231/331 | Low Pressure Sodium 180 Watts | 485 | 39 | 37 | 561 | 485 | 39 | 37 | 561 | 451.5287
132 | Low Pressure Sodium 90 Watts | 0 | 0 | 0 | 0 | 0 | 0 | 0 | 0 | 0
|  | 538 | 39 | 37 | 614 | 538 | 39 | 37 | 614 | 500.871
140/342 | Metallic Arc 400 Watts | 1213 | 0 | 159 | 1372 | 1213 | 0 | 159 | 1372 | 1129.2873
141/341 | Metallic Arc 1000 Watts | 981 | 0 | 22 | 1003 | 981 | 0 | 22 | 1003 | 981
142/343 | Metallic Arc 250 Watts | 100 | 0 | 84 | 184 | 100 | 0 | 84 | 184 | 92.8227
143 | Metallic Arc 150 Watts | 4 | 0 | 0 | 4 | 4 | 0 | 0 | 4 | 4
144 | Metallic Arc 100 Watts | 7 | 0 | 0 | 7 | 7 | 0 | 0 | 7 | 6.5169
344 | Metallic Arc 175 Watts | 0 | 0 | 112 | 112 | 0 | 0 | 112 | 112 | 0
345 | Metallic Arc 150 Watts | 0 | 0 | 20 | 20 | 0 | 0 | 20 | 20 | 0
346 | Metallic Arc 100 Watts | 0 | 0 | 0 | 0 | 0 | 0 | 0 | 0 | 0
|  | 2305 | 0 | 397 | 2702 | 2305 | 0 | 397 | 2702 | 2213.6269
532/538 | LED 44 Watts | 0 | 0 | 1732 | 1732 | 0 | 0 | 1732 | 1732 | 0
539 | LED 110 Watts | 0 | 0 | 2609 | 2609 | 0 | 0 | 2609 | 2609 | 0
533 | LED 66 Watts | 0 | 0 | 138 | 138 | 0 | 0 | 138 | 138 | 0
534 | LED 88 Watts | 0 | 0 | 513 | 513 | 0 | 0 | 513 | 513 | 0
537 | LED 173 Watts | 0 | 0 | 38 | 38 | 0 | 0 | 38 | 38 | 0
540 | LED 65 Watts | 0 | 0 | 464 | 464 | 0 | 0 | 464 | 464 | 0
541 | LED 55 Watts | 0 | 0 | 736 | 736 | 0 | 0 | 736 | 736 | 0
542 | LED 83 Watts | 0 | 0 | 1039 | 1039 | 0 | 0 | 1039 | 1039 | 0
543 | LED 48 Watts | 0 | 0 | 72 | 72 | 0 | 0 | 72 | 72 | 0
544 | LED 72 Watts | 0 | 0 | 308 | 308 | 0 | 0 | 308 | 308 | 0
| Total | 0 | 0 | 7649 | 7649 | 0 | 0 | 7649 | 7649 | 0
| SAT-48 | 7801.4347 | 0 | 0 | 7801.4347 | 7801.4347 | 0 | 0 | 7801.4347 | 14186.9268
| SAT-72 | 988.7872 | 0 | 0 | 988.7872 | 988.7872 | 0 | 0 | 988.7872 | 1798.1711
| SAT-96 | 372.7781 | 0 | 0 | 372.7781 | 372.7781 | 0 | 0 | 372.7781 | 677.8843
| Total | 9163 | 0 | 0 | 9163 | 9163 | 0 | 0 | 9163 | 16662.9822
| Total | 120049 | 957 | 18089 | 139095 | 120049 | 957 | 18089 | 139095 | 120049

## Schedule 2
SCHEDULE 2
STREET / CROSSWALK LIGHTING STUDY
CALCULATION OF MAINTENANCE COSTS BY FIXTURE TYPE
(A) | (B) | (C) | (D) | (E) | (F) | (G) | (H)
# of Full Chg
|  | Service | Maintenance | & Eng.+Maint. | Weighting | Cost | Cost
Code | Lamp Type | Life (Years) | Weighting Factors | Fixtures | Total | Per Year | Per Month
A | Mercury Vapour | 6 | 1 | 4502.2644 | 4502.2644 | 50.943 | 4.2452
B | Mercury Vapour - 125W | 4.5 | 1.3333 | 9641.785 | 12855.7133 | 67.924 | 5.6603
C | Fluorescent | 3 | 2 | 1131 | 2262 | 101.8859 | 8.4905
D | High Pressure Sodium (Note1) | 6 | 1 | 86329.4706 | 86329.4706 | 50.943 | 4.2452
E | Metallic Arc 100W, 150W & 250W | 2.5 | 2.4 | 103.3396 | 248.015 | 122.2631 | 10.1886
F | Metallic Arc 400W | 3.75 | 1.6 | 1129.2873 | 1806.8597 | 81.5088 | 6.7924
G | Metallic Arc 1000W | 2.5 | 2.4 | 981 | 2354.4 | 122.2631 | 10.1886
H | Low Pressure Sodium | 2 | 3 | 539.871 | 1619.6131 | 152.8289 | 12.7357
I | LED | 20 | 0.3 | 0 | 0 | 15.2829 | 1.2736
|  |  |  | 104358.0178 | 111978.336
Street Lighting Maint. Expenses
(from 2013 COSS, Exhibit 6A) |  |  | 5704508.9233
Annual Cost of High Pressure Sodium
($5,704,508.92 / 111978.336007024 weighted fixtures) |  |  | 50.943
Note 1: | Maintenance weighting factors relative to High Pressure Sodium fixture, index = 1.0
Factor is: HPS service life / various fixture service lives

## Schedule 3
SCHEDULE 3
STREET / CROSSWALK LIGHTING STUDY
CAPITAL COST
Gross Plant Value (including installation costs) less Retirements of | [6 empty] | Total |  |  | Adjustment for LED Conversion
Non-LED Street Lighting Equipment, 2013 Average | [6 empty] | 43821073.8809 | 11181021.4 | [5 empty] | Annual Investment
|  |  | Historical | Average # | Average # |  |  |  |  | 0.13803 | 1
| Unit Cost | Unit Cost | 2012-03-11 | of Fixtures | of Fixtures | Total |  |  | Imbalance | 0 | Year End |  | Weighted Average | 11181021.4
Description | Mar/1977 | 2011-03-01 | Fixtures | bfr LED | aft LED | Value |  |  |  |  | 24328.2 | 2
Incandescent < 300 Watts | 51.36 | 64.2 | 27 | 27 | 27 | 1733.4 |  |  |  |  | 0 | 0 |  | 0% |  | 27 | 0 | 0
Incandescent > 300 Watts | 63.62 | 79.525 | 2 | 2 | 2 | 159.05 |  |  |  |  | 0 | 0 |  | 0% |  | 2 | 0 | 0
Mercury Vapour 100 Watts | 76.55 | 229.5473 | 251 | 251 | 233.6777 | 57616.3723 |  | LED A1 | Sat-48-44W | LED A | 34.6445 | 17.3223 |  | 6.901% |  | 216.3555 | 0.0023083 | 21.1505
Mercury Vapour 125 Watts | 77.16 | 204.7819 | 10349 | 10349 | 9634.785 | 2119287.8831 |  | LED A2 | Sat-48-55W | LED A | 1428.43 | 714.215 |  | 6.901% |  | 8920.57 | 0.095232 | 872.6148
Mercury Vapour 175 Watts | 85.3 | 201.2716 | 2474 | 2474 | 2303.262 | 497945.9384 |  | LED A3 | Sat-48-87W | LED A | 341.4761 | 170.738 |  | 6.901% |  | 2132.5239 | 0.022769 | 208.6282
Mercury Vapour 250 Watts | 87.24 | 291.3753 | 953 | 953 | 887.2307 | 277680.6609 |  | LED B1 | Sat-96-88W | LED B | 131.5387 | 65.7693 |  | 6.901% |  | 821.4613 | 0.0087663 | 80.3254
Mercury Vapour 400 Watts | 107.82 | 301.45 | 926 | 926 | 862.094 | 279142.7 |  | LED B2 | Sat-96-173W | LED B | 127.812 | 63.906 |  | 6.901% |  | 798.188 | 0.0085202 | 78.0703
Mercury Vapour 700 Watts | 485.12 | 449.7813 | 11 | 11 | 11 | 4947.5943 |  |  |  |  | 0 | 0 |  | 0% |  | 11 | 0 | 0
Mercury Vapour 1000 Watts | 492.29 | 579.2528 | 86 | 86 | 86 | 49815.7408 |  |  |  |  | 0 | 0 |  | 0% |  | 86 | 0 | 0
Mercury Vapour 250 Watt Cont. Oper. | 87.24 | 291.3753 | 3 | 3 | 3 | 874.1259 |  |  |  |  | 0 | 0 |  | 0% |  | 3 | 0 | 0
Fluorescent 2x24" 70 Watts | 106.44 | 133.05 | 897 | 897 | 897 | 119345.85 |  |  |  |  | 0 | 0 |  | 0% |  | 897 | 0 | 0
Fluorescent 2x48" 220 Watts | 131.91 | 164.8875 | 114 | 114 | 114 | 18797.175 |  |  |  |  | 0 | 0 |  | 0% |  | 114 | 0 | 0
Fluorescent 2x72" 300 Watts | 178.72 | 223.4 | 67 | 67 | 67 | 14967.8 |  |  |  |  | 0 | 0 |  | 0% |  | 67 | 0 | 0
Fluorescent 4x72" 600 Watts | 293.72 | 367.15 | 15 | 15 | 15 | 5507.25 |  |  |  |  | 0 | 0 |  | 0% |  | 15 | 0 | 0
Fluorescent 1x96" 110 Watts | 160 | 200 | 5 | 5 | 5 | 1000 |  |  |  |  | 0 | 0 |  | 0% |  | 5 | 0 | 0
Fluorescent 1x72" 150 Watts | 121.22 | 151.525 | 1 | 1 | 1 | 151.525 |  |  |  |  | 0 | 0 |  | 0% |  | 1 | 0 | 0
Fluorescent 4x48" 440 Watts | 188.91 | 236.1375 | 2 | 2 | 2 | 472.275 |  |  |  |  | 0 | 0 |  | 0% |  | 2 | 0 | 0
High Pressure Sodium 70 Watts | N/A | 207.5098 | 35979 | 35979 | 33495.9831 | 7465995.0942 |  | LED A1 | Sat-48-44W | LED A | 4966.0337 | 2483.0169 |  | 6.901% |  | 31012.9663 | 0.33107 | 3033.6234
High Pressure Sodium 100 Watts | N/A | 210.646 | 43413 | 43413 | 40416.9409 | 9144774.798 |  | LED A5 | Sat-72-65W | LED A | 5992.1182 | 2996.0591 |  | 6.901% |  | 37420.8818 | 0.39947 | 3660.3634
High Pressure Sodium 150 Watts | N/A | 232.6647 | 5241 | 5241 | 4879.3031 | 1219395.6927 |  | LED B1 | Sat-96-88W | LED B | 723.3937 | 361.6969 |  | 6.901% |  | 4517.6063 | 0.048227 | 441.9061
High Pressure Sodium 250 Watts | 156.49 | 231.6748 | 4317 | 4317 | 4019.0711 | 1000140.1116 |  | LED C1 | Sat-96-110W | LED C | 595.8578 | 297.9289 |  | 6.901% |  | 3721.1422 | 0.039724 | 363.9913
High Pressure Sodium 400 Watts | 173.73 | 246.2127 | 2910 | 2910 | 2709.1723 | 716478.957 |  | LED B2 | Sat-96-173W | LED B | 401.6554 | 200.8277 |  | 6.901% |  | 2508.3446 | 0.026774 | 245.3306
High Pressure Sodium 1000 Watts | N/A | 615.5317 | 0 | 0 | 0 | 0 |  |  |  |  | 0 | 0 |  | #DIV/0! |  | 0 | 0 | 0
Low Pressure Sodium 90 Watts | N/A | 554.5303 | 0 | 0 | 0 | 0 |  |  |  |  | 0 | 0 |  | #DIV/0! |  | 0 | 0 | 0
Low Pressure Sodium 135 Watts | 371.69 | 554.5303 | 53 | 53 | 49.3423 | 29390.1059 |  | LED A4 | Sat-48-74W | LED A | 7.3154 | 3.6577 |  | 6.901% |  | 45.6846 | 0.0004922 | 4.51
Low Pressure Sodium 180 Watts | 226.1 | 880.1387 | 485 | 485 | 451.5287 | 426867.2695 |  | LED B1 | Sat-96-88W | LED B | 66.9426 | 33.4713 |  | 6.901% |  | 418.0574 | 0.0044638 | 40.9014
Metallic Additive 250 Watts | N/A | 298.3271 | 104 | 104 | 96.8227 | 31026.0184 |  | LED C1 | Sat-96-110W | LED C | 14.3547 | 7.1773 |  | 6.901% |  | 89.6453 | 0.00095894 | 8.7868
Metallic Additive 400 Watts | 358.84 | 305.7586 | 1213 | 1213 | 1129.2873 | 370885.1818 |  | LED B2 | Sat-96-173W | LED B | 167.4254 | 83.7127 |  | 6.901% |  | 1045.5746 | 0.011159 | 102.2535
Metallic Additive 1000 Watts | 560.49 | 526.1561 | 981 | 981 | 981 | 516159.1341 |  |  |  |  | 0 | 0 |  | 0% |  | 981 | 0 | 0
Metallic Additive 100 Watts | N/A |  | 7 | 7 | 6.5169 | 0 |  | LED A2 | Sat-48-55W | LED A | 0.96618 | 0.48309 |  | 6.901% |  | 6.0338 | 5.9404e-05 | 0.54432
|  |  | 110886 | 110886 | 103386.0178 |  | 24370557.7039 |  |  |  | 14999.9643 | 7499.9822 |  |  |  | 95886.0357 | 1 | 9163
19450516.177
[11 empty] | Year-end fixtures | Average fixtures | Cost per Fixture
[7 empty] | 188.1349 |  |  |  | Initial Count | Initial Count | Unit Cost | Total Cost | Booked Cost | Variance
Total # of light types being displaced by LED |  |  | 108675 | 108675 | 101175.0178 |  |  |  |  | LED A | 12770.9841 | 6385.4921 | 745.4032 | 4759766.2114
Total Installation Costs ( Labour ) | [9 empty] | LED B | 1618.7677 | 809.3839 | 745.4032 | 603317.3176
[10 empty] | LED C | 610.2125 | 305.1062 | 745.4032 | 227427.171
Installation Costs per Fixture | [9 empty] | Total | 14999.9643 | 7499.9822 |  | 5590510.7 | 5590510.7 | 0
Escalation Factor (Incandescent) | 125% | [9 empty] | Year-end fixtures | Weighted - Avg
Escalation Factor (Fluorescent) | 125% | [7 empty] | LED A1 | Sat-48-44W | 5000.6782 | 2500.3391 | 3054.7549 | 5555.094
[9 empty] | LED A2 | Sat-48-55W | 1429.3962 | 714.6981 | 873.1726 | 1587.8707
Note: 2007 costs are based on stores material inventory cost as of June 2007 with the exception | [8 empty] | LED A3 | Sat-48-87W | 341.4761 | 170.738 | 208.5968 | 379.3349
of Incandescent and fluorescent which have been assumed at 130% of 1977 costs. | [8 empty] | LED A4 | Sat-48-74W | 7.3154 | 3.6577 | 4.4687 | 8.1264
[9 empty] | LED A5 | Sat-72-65W | 5992.1182 | 2996.0591 | 3660.394 | 6656.4531
Sample Material Cost - 100 Watt High Intensity (Pressure) Sodium : | [8 empty] | LED B1 | Sat-96-88W | 921.875 | 460.9375 | 563.144 | 1024.0815
Inventory Prices as of March 2011 | [8 empty] | LED B2 | Sat-96-173W | 696.8928 | 348.4464 | 425.7096 | 774.1559
[9 empty] | LED C1 | Sat-96-110W | 610.2125 | 305.1062 | 372.7594 | 677.8656
Fixture, Ballast & Photocell | 124.0162 | [8 empty] | Total | 14999.9643 | 7499.9822 | 9163
Bracket Assembly (Davit) | 67.3176
Wire | 16.7113
Miscellaneous Hardware | 2.6009
Lamp Replacement | 8.62
TOTAL | 219.266

## Schedule 4
SCHEDULE 4
STREET / CROSSWALK LIGHTING STUDY
Capital Cost Rate Component Calculation
Revenue Correction factor
| Non Led | LED | [12 empty] | Non LED | LED
Depreciation Rate for 2013 | 5.33% | 5.33% | [9 empty] | Simulated at current meth. |  |  | 7646755.7431 | 1905942.6466
# of Years | 18.7617 | 18.7617 | [9 empty] | Total cost per COSS (and adjusted for energy) |  |  | 3899054.8348 | 1962838.6944
Tax Adjusted Weighted Average Cost of Capital | 10.4% | 9.31% | [9 empty] | Revenue Correction Factor |  |  | 0.5099 | 1.0299
Pre-tax WACC | 7.76% | 7.76%
Tax-related Gross-up Depreciation factor | 31% | 31%
Salvage Rate (% of Depreciation) | 0% | 0%
Salvage Rate incl in Depr. Rate for 2013 | 0% | 0%
# of Years | N/A | N/A
|  |  |  | Before Correction Factor |  |  |  | Correction Factor | Aligned with COSS results |  | 2013 Forecast
[9 empty] | Total | [6 empty] | Total
| Material Cost | Labour |  | Depreciation | Cost of | CCA | Total |  | Annual | Monthly | # of fixtures | depreciation expense | cost of capital | CCA | revenue | Annual scaled
| January 2010 | Cost | Total | Expense | Capital | Benefit | Cost |  | Cost | Cost
Incandescent < 300 Watts | 64.2 | 188.1349 | 252.3349 | 19.492 | 26.2428 | 0 | 45.7348 | 0.5099 | 23.32 | 1.9433 | 27 | 526.2828 | 708.5563 |  | 1234.8391 | 629.6403
Incandescent > 300 Watts | 79.525 | 188.1349 | 267.6599 | 20.6758 | 27.8366 | 0 | 48.5124 | 0.5099 | 24.7363 | 2.0614 | 2 | 41.3515 | 55.6733 |  | 97.0248 | 49.4726
Mercury Vapour 100 Watts | 229.5473 | 188.1349 | 417.6822 | 32.2644 | 43.4389 | 0 | 75.7034 | 0.5099 | 38.6009 | 3.2167 | 233.6777 | 7539.4806 | 10150.7154 |  | 17690.196 | 9020.171
Mercury Vapour 125 Watts | 204.7819 | 188.1349 | 392.9168 | 30.3514 | 40.8633 | 0 | 71.2147 | 0.5099 | 36.3122 | 3.026 | 9634.785 | 292429.1915 | 393709.5457 |  | 686138.7372 | 349859.8164
Mercury Vapour 175 Watts | 201.2716 | 188.1349 | 389.4065 | 30.0802 | 40.4983 | 0 | 70.5785 | 0.5099 | 35.9877 | 2.999 | 2303.262 | 69282.6722 | 93278.1343 |  | 162560.8065 | 82889.2042
Mercury Vapour 250 Watts | 291.3753 | 188.1349 | 479.5102 | 37.0404 | 49.8691 | 0 | 86.9095 | 0.5099 | 44.3149 | 3.6929 | 887.2307 | 32863.4 | 44245.358 |  | 77108.758 | 39317.4943
Mercury Vapour 400 Watts | 301.45 | 188.1349 | 489.5849 | 37.8187 | 50.9168 | 0 | 88.7355 | 0.5099 | 45.2459 | 3.7705 | 862.094 | 32603.2387 | 43895.0921 |  | 76498.3308 | 39006.2396
Mercury Vapour 700 Watts | 449.7813 | 188.1349 | 637.9162 | 49.2767 | 66.3433 | 0 | 115.62 | 0.5099 | 58.9542 | 4.9129 | 11 | 542.0439 | 729.7761 |  | 1271.82 | 648.4967
Mercury Vapour 1000 Watts | 579.2528 | 188.1349 | 767.3877 | 59.2779 | 79.8083 | 0 | 139.0862 | 0.5099 | 70.9196 | 5.91 | 86 | 5097.9009 | 6863.5154 |  | 11961.4164 | 6099.0857
Mercury Vapour 250 Watt Cont. Oper. | 291.3753 | 188.1349 | 479.5102 | 37.0404 | 49.8691 | 0 | 86.9095 | 0.5099 | 44.3149 | 3.6929 | 3 | 111.1213 | 149.6072 |  | 260.7284 | 132.9446
Fluorescent 2x24" 70 Watts | 133.05 | 188.1349 | 321.1849 | 24.8104 | 33.4032 | 0 | 58.2136 | 0.5099 | 29.6829 | 2.4736 | 897 | 22254.9004 | 29962.6952 |  | 52217.5956 | 26625.575
Fluorescent 2x48" 220 Watts | 164.8875 | 188.1349 | 353.0224 | 27.2697 | 36.7143 | 0 | 63.984 | 0.5099 | 32.6252 | 2.7188 | 114 | 3108.7458 | 4185.4334 |  | 7294.1791 | 3719.2772
Fluorescent 2x72" 300 Watts | 223.4 | 188.1349 | 411.5349 | 31.7896 | 42.7996 | 0 | 74.5892 | 0.5099 | 38.0328 | 3.1694 | 67 | 2129.9018 | 2867.5751 |  | 4997.4768 | 2548.1965
Fluorescent 4x72" 600 Watts | 367.15 | 188.1349 | 555.2849 | 42.8937 | 57.7496 | 0 | 100.6434 | 0.5099 | 51.3177 | 4.2765 | 15 | 643.4062 | 866.2444 |  | 1509.6506 | 769.7657
Fluorescent 1x96" 110 Watts | 200 | 188.1349 | 388.1349 | 29.982 | 40.366 | 0 | 70.348 | 0.5099 | 35.8702 | 2.9892 | 5 | 149.9101 | 201.8301 |  | 351.7402 | 179.3511
Fluorescent 1x72" 150 Watts | 151.525 | 188.1349 | 339.6599 | 26.2375 | 35.3246 | 0 | 61.5621 | 0.5099 | 31.3903 | 2.6159 | 1 | 26.2375 | 35.3246 |  | 61.5621 | 31.3903
Fluorescent 4x48" 440 Watts | 236.1375 | 188.1349 | 424.2724 | 32.7735 | 44.1243 | 0 | 76.8978 | 0.5099 | 39.2099 | 3.2675 | 2 | 65.547 | 88.2487 |  | 153.7957 | 78.4199
High Pressure Sodium 70 Watts | 207.5098 | 188.1349 | 395.6447 | 30.5621 | 41.147 | 0 | 71.7092 | 0.5099 | 36.5643 | 3.047 | 33495.9831 | 1023708.1931 | 1378260.7868 |  | 2401968.9799 | 1224755.8414
High Pressure Sodium 100 Watts | 210.646 | 188.1349 | 398.7809 | 30.8044 | 41.4732 | 0 | 72.2776 | 0.5099 | 36.8541 | 3.0712 | 40416.9409 | 1245018.7328 | 1676220.3426 |  | 2921239.0754 | 1489529.903
High Pressure Sodium 150 Watts | 232.6647 | 188.1349 | 420.7996 | 32.5052 | 43.7632 | 0 | 76.2684 | 0.5099 | 38.889 | 3.2407 | 4879.3031 | 158602.9342 | 213533.7065 |  | 372136.6407 | 189751.2118
High Pressure Sodium 250 Watts | 231.6748 | 188.1349 | 419.8097 | 32.4288 | 43.6602 | 0 | 76.089 | 0.5099 | 38.7975 | 3.2331 | 4019.0711 | 130333.5598 | 175473.4756 |  | 305807.0354 | 155929.9708
High Pressure Sodium 400 Watts | 246.2127 | 188.1349 | 434.3476 | 33.5518 | 45.1721 | 0 | 78.7239 | 0.5099 | 40.1411 | 3.3451 | 2709.1723 | 90897.5453 | 122379.1342 |  | 213276.6795 | 108749.056
High Pressure Sodium 1000 Watts | 615.5317 | 188.1349 | 803.6666 | 62.0803 | 83.5813 | 0 | 145.6617 | 0.5099 | 74.2724 | 6.1894 | 0 | 0 | 0 |  | 0 | 0
Low Pressure Sodium 90 Watts | 554.5303 | 188.1349 | 742.6652 | 57.3682 | 77.2372 | 0 | 134.6054 | 0.5099 | 68.6348 | 5.7196 | 0 | 0 | 0 |  | 0 | 0
Low Pressure Sodium 135 Watts | 554.5303 | 188.1349 | 742.6652 | 57.3682 | 77.2372 | 0 | 134.6054 | 0.5099 | 68.6348 | 5.7196 | 49.3423 | 2830.6794 | 3811.0611 |  | 6641.7406 | 3386.601
Low Pressure Sodium 180 Watts | 880.1387 | 188.1349 | 1068.2736 | 82.5203 | 111.1005 | 0 | 193.6207 | 0.5099 | 98.7265 | 8.2272 | 451.5287 | 37260.269 | 50165.0451 |  | 87425.3141 | 44577.8713
Metallic Arc 250 Watts | 298.3271 | 188.1349 | 486.462 | 37.5774 | 50.592 | 0 | 88.1695 | 0.5099 | 44.9573 | 3.7464 | 96.8227 | 3638.346 | 4898.4561 |  | 8536.8022 | 4352.8865
Metallic Arc 400 Watts | 305.7586 | 188.1349 | 493.8935 | 38.1515 | 51.3649 | 0 | 89.5164 | 0.5099 | 45.6441 | 3.8037 | 1129.2873 | 43083.9838 | 58005.7538 |  | 101089.7376 | 51545.3146
Metallic Arc 1000 Watts | 526.1561 | 188.1349 | 714.291 | 55.1764 | 74.2863 | 0 | 129.4627 | 0.5099 | 66.0126 | 5.501 | 981 | 54128.0389 | 72874.8231 |  | 127002.8619 | 64758.3288
Metallic Additive 100 Watts | 0 | 188.1349 | 188.1349 | 14.5327 | 19.566 | 0 | 34.0988 | 0.5099 | 17.3868 | 1.4489 | 6.5169 | 94.7085 | 127.51 |  | 222.2186 | 113.3085
Total | [10 empty] | 103386.0178 | 3259012.3229 | 4387743.4202 |  | 7646755.7431 | 3899054.8348
|  |  |  | Before Correction Factor |  |  |  | Correction Factor | Aligned with COSS results |  | 2013 Forecast
[9 empty] | Total | [6 empty] | Total
| Material Cost | Labour |  | Depreciation | Cost of | CCA | Total |  | Annual | Monthly | # of fixtures | depreciation expense | cost of capital | CCA | revenue | Annual scaled
| January 2010 | Cost | Total | Expense | Capital | Benefit | Cost |  | Cost | Cost
LED A | 420 | 325.4032 | 745.4032 | 57.5797 | 69.397 | -12.5949 | 114.3818 | 1.0299 | 117.7964 | 9.8164 | 14186.9268 | 816878.9372 | 984530.6951 | -178682.7697 | 1622726.8625 | 1671168.3753
LED B | 420 | 325.4032 | 745.4032 | 57.5797 | 69.397 | -12.5949 | 114.3818 | 1.0299 | 117.7964 | 9.8164 | 1798.1711 | 103538.1446 | 124787.7462 | -22647.7653 | 205678.1255 | 211818.0125
LED C | 420 | 325.4032 | 745.4032 | 57.5797 | 69.397 | -12.5949 | 114.3818 | 1.0299 | 117.7964 | 9.8164 | 677.8843 | 39032.373 | 47043.1634 | -8537.8778 | 77537.6586 | 79852.3065
[11 empty] | 16662.9822 | 959449.4548 | 1156361.6046 | -209868.4128 | 1905942.6466 | 1962838.6944

## Schedule 5
SCHEDULE 5
STREET / CROSSWALK LIGHTING STUDY
Tax-Adjusted Weighted Average Cost of Capital Rate by Components
For 2013 Street Light Rates
a) Weighted Average Cost of Capital - Pretax |  |  |  |  | Non-LED |  | LED
|  | Proportion | Cost | Extended |  | Extended
| ST Debt | 6.3% | 4.07% | 0.2564% | 0.2564% | 0.2564% | 0.2564%
| LT Debt | 52.5% | 7.3% | 3.832% | 3.832% | 3.832% | 3.832%
| Preferred | 3.7% | 6.02% | 0.2227% | 0.2227% | 0.2227% | 0.2227%
| Common | 37.5% | 9.2% | 3.45% | 3.45% | 3.45% | 3.45%
|  | 100% |  | 7.762% |  | 7.762%
| WACC - pretax cost |  |  |  | 7.76% |  | 7.76%
b) Additional income tax for common equity
| Extended equity cost |  |  | 3.45% |  | 3.45%
| Effective tax rate (excluding surtax) |  |  | 31% |  | 31%
| Income tax |  |  | 1.55% |  | 1.55%
| WACC - equity tax cost |  |  |  | 1.55% |  | 1.55%
c) Large Corporations Tax
| Provincial capital tax (2013) |  |  | 0% |  | 0%
| Federal capital tax (2013) |  |  | 0% |  | 0%
| Ave. NBV - Street Lighting |  |  | 15.9493 |  | 8.1481
| Ave. NBV - Assigned GP Plt. |  |  | 1.2387 |  | 0.63282
| Ave. Deferred Chgs & W/C |  |  | 1.5301 |  | 0.78169
| NPV - Total Street Lighting |  |  | 18.7181 |  | 9.5626
| Provincial capital tax |  |  | 0 |  | 0
| Federal capital tax |  |  | 0 |  | 0
| Total |  |  | 0 |  | 0
| Percentage of NBV |  |  | 0% |  | 0%
| WACC - Large Corporations Tax |  |  |  | 0% |  | 0%
d) Grants in Lieu of Property Tax
| Total 2013 Forecasted Expense |  |  | 37.5 |  | N/A
| St. Lgts. % of Total Electric Plant |  |  | 0.5462% |  | N/A
| St. Lgts. Allocated Amount |  |  | 0.20482 |  | N/A
| Percentage of NBV |  |  | 1.094% |  | N/A
| WACC - Grants in Lieu of Property Tax |  |  |  | 1.09% |  | 0%
Total WACC - Interest / Carrying Cost |  |  |  |  | 10.4% |  | 9.31%

## Schedule 5A
SCHEDULE 5A
STREET / CROSSWALK LIGHTING STUDY
Tax-Adjusted Weighted Average Cost of Capital Amounts by Components
For 2012 Street Light Rates
Capital Cost Expenses (Net Plant Value)
For 2013 Street Light Rates
Depreciation Rate |  | 5.33%
Salvage Rate |  | 0%
Salvage Incl. in Depreciation Rate |  | 0%
Gross-up factor for tax purposes (LED only) |  | 31%
|  | Non LED | Non LED | LED | LED Deferral
Gross Plant Value (YA) |  |  | 43821.0739 | 11334.3615
Net Plant Value (YA) |  |  | 15949.3354 | 11019.9971 | 2605.598
a) Weighted Average Cost of Capital - Pretax
| ST Debt | 0.2564% |  | 28.2564 | 6.681
| LT Debt | 3.832% |  | 422.3414 | 99.8595
| Subtotal |  | 588.562 | 450.5978 | 106.5406
| Preferred | 0.2227% | 35.7165 | 24.5459 | 5.8037
| Common | 3.45% | 534.9391 | 380.1899 | 89.8931
| WACC - pretax cost | 7.762% | 1159.2177 | 855.3336 | 202.2374
b) Additional income tax for common equity
| WACC - equity tax cost | 1.55% |  | 170.81 | 40.3868
c) Large Corporations Tax
| WACC - Large Corporations Tax | 0% |  | 0 | 0
Subtotal |  |  | 233.3876 | 170.81 | 40.3868
d) Grants in Lieu of Property Tax
| WACC - Grants in Lieu of Property Tax | 1.09% | 164.231 | 0 | 28.401
Subtotal Financing Expense |  | 10.4% | 1556.8363 | 1026.1436 | 271.0252
Depreciation Expense |  |  | 2342.2185 | 604.1215 | 0
Gross up for Tax Purposes |  |  |  | 271.4169 | 0
Total Depreciation Expense including Gross up for Tax Purposes |  |  | 2342.2185 | 875.5384 | 0
CCA |  |  | 0 | -209.8684
TOTAL CAPITAL COST EXPENSE |  |  | 3899.0548 | 1691.8135 | 271.0252

## Schedule 6
SCHEDULE 6
STREET / CROSSWALK LIGHTING STUDY
AREA LIGHTING MATERIAL COST ANALYSIS
March 2011
Light Type | Material | Fixture | Lamp | Photocell | Davit | Wire | Connectors | Fasteners
Street Lights | Cost
Incandescent < 300 Watts | 51.36 | 0 | 0 | 0 | 0 | 0 | 0 | 0
Incandescent > 300 Watts | 63.62 | 0 | 0 | 0 | 0 | 0 | 0 | 0
Mercury Vapour 100 Watts | 229.5473 | 122.41 | 15.987 | 4.5205 | 67.3176 | 16.7113 | 1.0928 | 1.5081
Mercury Vapour 125 Watts | 204.7819 | 102.95 | 10.6816 | 4.5205 | 67.3176 | 16.7113 | 1.0928 | 1.5081
Mercury Vapour 175 Watts | 201.2716 | 102.95 | 7.1713 | 4.5205 | 67.3176 | 16.7113 | 1.0928 | 1.5081
Mercury Vapour 250 Watts | 291.3753 | 189.8 | 7.86 | 4.5205 | 69.8826 | 16.7113 | 1.0928 | 1.5081
Mercury Vapour 400 Watts | 301.45 | 198.75 | 8.9847 | 4.5205 | 69.8826 | 16.7113 | 1.0928 | 1.5081
Mercury Vapour 700 Watts | 449.7813 | 318.97 | 37.096 | 4.5205 | 69.8826 | 16.7113 | 1.0928 | 1.5081
Mercury Vapour 1000 Watts | 579.2528 | 439.19 | 46.3475 | 4.5205 | 69.8826 | 16.7113 | 1.0928 | 1.5081
Mercury Vapour 250 Watt Cont. Oper. | 291.3753 | 189.8 | 7.86 | 4.5205 | 69.8826 | 16.7113 | 1.0928 | 1.5081
Fluorescent 2x24" 70 Watts | 106.44 | 0 | 0 | 0 | 0 | 0 | 0 | 0
Fluorescent 2x48" 220 Watts | 131.91 | 0 | 0 | 0 | 0 | 0 | 0 | 0
Fluorescent 2x72" 300 Watts | 178.72 | 0 | 0 | 0 | 0 | 0 | 0 | 0
Fluorescent 4x72" 600 Watts | 293.72 | 0 | 0 | 0 | 0 | 0 | 0 | 0
Fluorescent 1x96" 110 Watts | 160 | 0 | 0 | 0 | 0 | 0 | 0 | 0
Fluorescent 1x72" 150 Watts | 121.22 | 0 | 0 | 0 | 0 | 0 | 0 | 0
Fluorescent 4x48" 440 Watts | 188.91 | 0 | 0 | 0 | 0 | 0 | 0 | 0
High Pressure Sodium 70W | 207.5098 | 120.88 | 8.81 | 4.5205 | 67.3176 | 16.7113 | 1.0928 | 1.5081
High Pressure Sodium 100W | 210.646 | 124.0162 | 8.62 | 4.5205 | 67.3176 | 16.7113 | 1.0928 | 1.5081
High Pressure Sodium 150W | 232.6647 | 146.0349 | 8.67 | 4.5205 | 67.3176 | 16.7113 | 1.0928 | 1.5081
High Pressure Sodium 250 Watts | 231.6748 | 142.48 | 10.59 | 4.5205 | 69.8826 | 16.7113 | 1.0928 | 1.5081
High Pressure Sodium 400 Watts | 246.2127 | 157.0179 | 13.19 | 4.5205 | 69.8826 | 16.7113 | 1.0928 | 1.5081
Low Pressure Sodium 90W | 554.5303 | 463.38 | 44 | 4.5205 | 67.3176 | 16.7113 | 1.0928 | 1.5081
Low Pressure Sodium 135 Watts | 554.5303 | 463.38 | 44 | 4.5205 | 67.3176 | 16.7113 | 1.0928 | 1.5081
Low Pressure Sodium 180 Watts | 880.1387 | 788.9884 | 54.7732 | 4.5205 | 67.3176 | 16.7113 | 1.0928 | 1.5081
Metallic Additive 250W | 298.3271 | 190.3023 | 18.83 | 0 | 69.8826 | 16.7113 | 1.0928 | 1.5081
Metallic Arc 400 Watts | 305.7586 | 201.6338 | 14.93 | 0 | 69.8826 | 16.7113 | 1.0928 | 1.5081
Metallic Arc 1000 Watts | 526.1561 | 405.6513 | 31.31 | 0 | 69.8826 | 16.7113 | 1.0928 | 1.5081
LED A | 420
LED B | 420
LED C | 420
Light Type | Material | Fixture | Lamp | Photocell | Davit | Wire | Connectors | Fasteners
Flood Lights | Cost
Mercury Vapour 175 Watts | 67.3227 | 53.03 | 7.1713 | 4.5205 | 0 | 0 | 1.0928 | 1.5081
Mercury Vapour 250 Watts | 412.8784 | 397.897 | 7.86 | 4.5205 | 0 | 0 | 1.0928 | 1.5081
Mercury Vapour 400 Watts | 297.2711 | 281.165 | 8.9847 | 4.5205 | 0 | 0 | 1.0928 | 1.5081
Mercury Vapour 1000 Watts | 507.9015 | 439.186 | 46.3475 | 19.7671 | 0 | 0 | 1.0928 | 1.5081
HIS 150W | 215.7457 | 183.3943 | 25.23 | 4.5205 | 0 | 0 | 1.0928 | 1.5081
High Intensity Sodium 250 Watts | 202.1171 | 184.4057 | 10.59 | 4.5205 | 0 | 0 | 1.0928 | 1.5081
High Intensity Sodium 400 Watts | 215.261 | 194.9496 | 13.19 | 4.5205 | 0 | 0 | 1.0928 | 1.5081
Metallic Additive 250W | 216.2537 | 190.3023 | 18.83 | 4.5205 | 0 | 0 | 1.0928 | 1.5081
Metallic Arc 400 Watts | 223.6852 | 201.6338 | 14.93 | 4.5205 | 0 | 0 | 1.0928 | 1.5081
Metallic Arc 1000 Watts | 459.3293 | 405.6513 | 31.31 | 19.7671 | 0 | 0 | 1.0928 | 1.5081
Dusk-to-Dawn 70W HPS | 197.7709 | 195.17 | 8.81 | 4.5205 | 0 | 0 | 1.0928 | 1.5081
Dusk-to-Dawn 100W HPS | 143.1009 | 140.5 | 8.62 | 4.5205 | 0 | 0 | 1.0928 | 1.5081

## Schedule 7
SCHEDULE 7
STREET / CROSSWALK LIGHTING STUDY
AREA LIGHTING MATERIAL COST ANALYSIS
March 2011
ITEM | DESCRIPTION | AVG COST 2011 | Location
0000386440 | LAMP FLUORESCENT 40W 48 | 1.35
0000386450 | LAMP FLUORESCENT 40W 48 | 1.3636
0000386700 | LAMP FLUORESCENT 75W 96 | 3.49
0000386710 | LAMP FLUORESCENT 205W | 3.9463
0000387070 | LAMP FLUORESCENT 35W 24 | 4.19
0000387190 | LAMP FLUORESCENT 60W 48 | 3.1943
0000387360 | LAMP FLUORESCENT 85W 72 | 6.5429
0000388000 | LAMP 100 WATT M.V. | 15.987
0000388180 | LAMP 125 WATT M.V. | 10.6816
0000388330 | LAMP 175 WATT M.V. | 7.1713
0000388500 | LAMP 250 WATT M.V. | 7.86
0000388660 | LAMP 400 WATT M.V. | 8.9847
0000388770 | LAMP 700 WATT M.V. | 37.096
0000388980 | LAMP 1000 WATT MV | 46.3475
0000388990 | LAMP 70 WATT H.P.S. | 8.81
0000389000 | LAMP 100 WATT H.P.S. | 8.62
0000389030 | LAMP 135 WATT L.P.S. | 44
0000389040 | LAMP 150 WATT HPS 100V | 25.23
0000389060 | LAMP 150 WATT H.P.S.55V | 8.67
0000389090 | LAMP 180 WATT L.P.S. | 54.7732
0000389250 | LAMP 250 WATT H.P.S. | 10.59
0000389400 | LAMP 400 WATT H.P.S. | 13.19
0000389450 | LAMP 1000W HPS | 60.3175
0000389700 | LAMP HALIDE 250W | 18.83
0000389770 | LAMP HALIDE 400W | 14.93
0000389810 | LAMP HALIDE 1000W | 31.31
0000389900 | LAMP STREET LITE SIGNAL | 2.21
0002103270 | CONDUIT FLEX BLK 1/2" | 4.3645
0050091540 | BOLT LAG 1/2"X 4" GALV | 0.4597
0050103120 | BOLT MACHINE 5/8" X 12" | 1.0484
0054223510 | CRIMPIT #2/0- #8 WR139 | 0.5464
0057151000 | BRACKET 10'L | 101.45
0057152040 | BRACKET 1 1/4"X4' FIXED | 60.0209
0057152220 | BRACKET 4'X 2' 16" TEN | 27.46
0057154060 | BRACKET 1 1/4"X6' LOWER | 67.3176
0057155060 | BRACKET SWIVEL 1 1/4 X6 | 18.91
0057155720 | BRACKET TAPERED 6' X 2" | 48.899
0057155723 | BRACKET TAPERED 8' | 87.05
0057155725 | BRACKET TAPERED 2"X10' | 106.435
0057156020 | BRACKET LOWER 2" X 6' | 69.8826
0057156080 | BRACKET FIXED 2" X 8' | 87.475
0057157010 | BRACKET TAPERED 12'L | 173.8
0057158140 | PLATE POLE ST LITE 1 1/ | 9.4629
0057158220 | PLATE POLE ST LIGHT 2" | 26.241
0057350350 | LUMINAIRE LPS 135W | 463.38
0057350720 | LUM LPS 180W 120/240/347 V | 788.9884 | R04B
0057350750 | LUMINAIRE LPS 180W 240V | 493.3 | XX
0057350800 | LUMINAIRE LPS 180W 347V | 780.2046 | XX
0057350830 | LUMINAIRE HPS 70W POLY | 73.333 | XX
0057350835 | LUM. 70W POLY C/W LAMP | 99.23 | XX
0057350836 | LUM 70W POLY ALUM.ALLOY | 97.6968 | XX
0057350837 | LUMINAIRE 70W HPS CWA ACRYLIC | 120.88 | C01A
0057350850 | LUMINAIRE HPS 70W GLASS | 69.317 | XX
0057350855 | LUM. 70W GLASS C/W LAMP | 97.68 | C03A
0057350856 | LUM 70W GLASS AL. ALLOY | 99.3736 | M12D
0057350857 | LUM. 70W GLASS CWI BAL. | 120.32 | M08A
0057350860 | LUM 100W HPS POLY | 75.004 | XX
0057350865 | LUM. 100W POLY C/W LAMP | 100.21 | XX
0057350866 | LUMINAIRE 100W ACRYLIC HPS CWA | 124.0162 | C07A
0057350867 | LUM 100W POLY AL. ALLOY | 98.3662 | XX
0057350875 | LUM. 100W GLASS C/WLAMP | 98.76 | XX
0057350877 | LUM. 100W GLASS CWI BAL | 135.75 | XX
0057350880 | LUMINAIRE HPS 150W GLAS | 82.27 | XX
0057350885 | LUM. 150W GLASS C/WLAMP | 100.95 | XX
0057350886 | LUMINAIRE 150W HPS CWI GLASS | 146.0349 | M05A
0057350887 | LUM. 150W HPS 240V GLAS | 150.88 | C09A
0057350890 | LUMINAIRE HPS 150W POLY | 79.237 | XX
0057350895 | LUM. 150W POLY C/W LAMP | 102.95 | XX
0057351315 | LUMINAIRE 250W HPS CWI GLASS | 142.48 | C07A
0057351400 | LUMINAIRE 250W HPS CWI 347V | 160.6767 | C05A
0057351710 | LUMINAIRE HPS 400W GLAS | 109.5951 | XX
0057351715 | LUMINAIRE 400W HPS CWI 120/240 | 157.0179 | M12A
0057351720 | LUMINAIRE HPS 400W 240V | 204.297 | XX
0057351730 | LUMINAIRE HPS 400W 347V | 196 | XX
0057351760 | LUMINAIRE 400W 600V HPS CWI GL | 172.3277 | M12A
0057353330 | LUMINAIRE MTL-HLDE 400W | 281.5433 | XX
0057353500 | LUMINAIRE HALIDE 1000 W | 300 | XX
0057353550 | LUMINAIRE HALIDE 1000 W | 294.79 | T01C
0057400920 | AREA LIGHT MV 125 W | 107.759 | XX
0057401200 | LUMINAIRES 70W H-P.S. | 107.7981 | D14B
0057401205 | DUSK-T-DAWN 70W HPS CWA | 195.17 | D08B
0057402020 | AREA LIGHT MV 175 W | 92.88 | XX
0057402100 | LUMINAIRES 100W H.P.S. | 106.365 | XX
0057402105 | DUSK-T-DAWN 100W HPS CWA | 140.5 | C15A
0057402150 | FLOODLIGHT 150W HPS CWI | 183.3943 | C17A
0057402240 | FLOODLIGHT M.V. 175W | 53.03
0057403330 | FLOODLIGHT M V 250 W | 397.897 | XX
0057403500 | FLOODLIGHT 250W HPS CWI | 184.4057
0057404050 | FLOODLIGHT M V 400 W | 281.165 | XX
0057404600 | FLOODLIGHT 400W HPS CWI | 194.9496 | C11A
0057408250 | FLOODLIGHT MTL HAL.250W | 190.3023 | D05B
0057408500 | FLOODLIGHT 400W MTL-HAL CWI | 201.6338 | D03A
0057409000 | FLOODLIGHT 1000W MH CWI | 405.6513
0057409380 | FLOODLIGHT M V 1000 W | 439.186 | XX
0057600450 | BRACKET & ADAPTORS | 9.3987
0057601010 | CAP SHORTING TWIST LOCK | 4.8721
0057601200 | CONTROL 120 V PHOTO | 7.05
0057601400 | CONTROL ELECT 120V PHOTOCELL | 4.5205
0057602000 | PHOTO CONTROL 120V HD | 19.7671
0057602400 | CONTROL 240V ELECT PHOTOCELL | 10.962
0057602960 | GUARD WIRE FOR ST-LITE | 50.44
0057603800 | REFRACTOR GLASS | 32.596
0057603900 | REFRACTORS POLYCARBON # | 0
0057604020 | REFRACTOR POLY LU B2214 | 48.033
0057604050 | REFRACTOR POLY LU B2217 | 73.739
0057604080 | REFRACTOR POLYCARBON #9 | 21.07
0057604170 | REFRACTOR GLASS | 66.37
0057604200 | REFRACTOR ACRYLIC VB15 | 40.698
0057604210 | REFRACTOR POLY LUM VB15 | 78.675
0057604220 | REFRACTOR AREA LIGHT | 18.9926
0057604240 | REFRACTOR GLASS OV15 | 16.004
0057604250 | REFRACTOR POLY LUM 0V15 | 24
0057604255 | REFRACTOR STREETLIGHT OV | 18.1193
0057604270 | REFRACTOR GLASS OV25 | 25.885
0057604280 | REFRACTOR POLY OV25 | 92.87
0057604300 | REFRACTOR GLASS OV50 | 17.5
0057605800 | REDUCER LAMPHOLDER, | 6.25
0057606100 | REFRACTOR 125 W M V | 34.363
0057606500 | REFRACTOR FOR SODIUM | 71.31
0057606550 | REFRACTOR FOR SODIUM | 88.615
0057606700 | REFRACTOR 250 W M V | 38.692
0057606950 | REFRACTOR 400 W M V | 33.01
0057607300 | RELAY 30 AMP 110 V MURC | 33.89
0057607330 | RELAY 30 AMP 125 V | 140.04
0057607400 | RELAY 60 AMP 115 V | 214.8455
0057607440 | RELAY 60 AMP 250 V | 191.29
0057608690 | STARTERS HPS LUMINAIRES | 31.63
0057608700 | STARTER FOR HPS 70-150W | 40.951
0057608703 | STARTER FOR HPS 55V | 41.165
0057608710 | STARTER FOR SODIUM | 40.405
0057608713 | STARTER KIT HPS 55V 70/ | 31.75
0057608720 | STARTER FOR HPS 150-400 | 40.76
0057608722 | STARTER FOR HPS 100V | 36.3533
0057608730 | STARTER FOR SODIUM | 48.16
0065734220 | CABLE CU ST-LITE 2C #12 | 1.0289

## Schedule 8
SCHEDULE 8
STREET / CROSSWALK LIGHTING STUDY
LAMP LIFE ANALYSIS
September 2005
Assumptions: | Total annual photocell operating time is based on 4,000 hours per year or 333 hours per month.
All Average Rated Life Spans are as indicated in the IES Lighting Handbook, 1981 Edition
(IES = Illuminating Engineering Society)
Lamp Type | Average | Burning Hours | Service Life | Life Relative | Replacements Relative
| Life (Hrs) | per Year | (Years) | to 100W HPS | to 100W HPS
Incandescent | 2500 | 4000 | 0.625 | 0.10417 | 9.6
Flourescent (48 in., T12, Recess Base) | 12000 | 4000 | 3 | 0.5 | 2
Mercury Vapour | 24000 | 4000 | 6 | 1 | 1
Mercury Vapour 125W *See Note | 18000 | 4000 | 4.5 | 0.75 | 1.3333
Metal Halide 175W | 7500 | 4000 | 1.875 | 0.3125 | 3.2
Metal Halide 250W | 10000 | 4000 | 2.5 | 0.41667 | 2.4
Metal Halide 400W | 15000 | 4000 | 3.75 | 0.625 | 1.6
Metal Halide 1000W | 10000 | 4000 | 2.5 | 0.41667 | 2.4
High Pressure Sodium 70W | 24000 | 4000 | 6 | 1 | 1
High Pressure Sodium 100W | 24000 | 4000 | 6 | 1 | 1
Low Pressure Sodium | 8000 | 4000 | 2 | 0.33333 | 3
* No Average life data was available for this lamp size in the references listed above. 75% of the quoted life for all Mercury Lamps was used.
This is gives a life that is consistent with previous rate calculations.

## Schedule 9
Nova Scotia Power Inc. | [29 empty] | Schedule 9
LED Streetlights
CCA Schedule
Millions of dollars
|  |  |  | 1 | 2 | 3 | 4 | 5 | 6 | 7 | 8 | 9 | 10 | 11 | 12 | 13 | 14 | 15 | 16 | 17 | 18 | 19 | 20 | 21 | 22 | 23 | 24 | 25 | 26 | 27
|  |  |  | 2012 | 2013 | 2014 | 2015 | 2016 | 2017 | 2018 | 2019 | 2020 | 2021 | 2022 | 2023 | 2024 | 2025 | 2026 | 2027 | 2028 | 2029 | 2030 | 2031 | 2032 | 2033 | 2034 | 2035 | 2036 | 2037 | 2038
|  |  |  | 2012-12-31 | 2013-12-31 | 2014-12-31 | 2015-12-31 | 2016-12-31 | 2017-12-31 | 2018-12-31 | 2019-12-31 | 2020-12-31 | 2021-12-31 | 2022-12-31 | 2023-12-31 | 2024-12-31 | 2025-12-31 | 2026-12-31 | 2027-12-31 | 2028-12-31 | 2029-12-31 | 2030-12-31 | 2031-01-01 | 2031-01-02 | 2031-01-03 | 2031-01-04 | 2031-01-05 | 2031-01-06 | 2031-01-07 | 2031-01-08 | Total
Beginning UCC
|  | 8% |  | 0 | 0 | 16247877.12 | 31577763.1104 | 29051542.0616 | 26727418.6966 | 24589225.2009 | 22622087.1848 | 20812320.2101 | 19147334.5932 | 17615547.8258 | 16206303.9997 | 14909799.6797 | 13717015.7054 | 12619654.4489 | 11610082.093 | 10681275.5256 | 9826773.4835 | 9040631.6049 | 8317381.0765 | 7651990.5903 | 7039831.3431 | 6476644.8357 | 5958513.2488 | 5481832.1889 | 5043285.6138 | 4639822.7647 | 357611954.206
|  |  |  | 0 | 0 | 16247877.12 | 31577763.1104 | 29051542.0616 | 26727418.6966 | 24589225.2009 | 22622087.1848 | 20812320.2101 | 19147334.5932 | 17615547.8258 | 16206303.9997 | 14909799.6797 | 13717015.7054 | 12619654.4489 | 11610082.093 | 10681275.5256 | 9826773.4835 | 9040631.6049 | 8317381.0765 | 7651990.5903 | 7039831.3431 | 6476644.8357 | 5958513.2488 | 5481832.1889 | 5043285.6138 | 4639822.7647 | 357611954.206
Additions
|  | 8% |  |  | 16924872 | 17322621 | 0 | 0 | 0 | 0 | 0 | 0 | 0 | 0 | 0 | 0 | 0 | 0 | 0 | 0 | 0 | 0 | 0 | 0 | 0 | 0 | 0 | 0 | 0 | 0
|  |  |  | 0 | 16924872 | 17322621 | 0 | 0 | 0 | 0 | 0 | 0 | 0 | 0 | 0 | 0 | 0 | 0 | 0 | 0 | 0 | 0 | 0 | 0 | 0 | 0 | 0 | 0 | 0 | 0 | 34247493
CCA
|  | 8% |  | 0 | 676994.88 | 1992735.0096 | 2526221.0488 | 2324123.3649 | 2138193.4957 | 1967138.0161 | 1809766.9748 | 1664985.6168 | 1531786.7675 | 1409243.8261 | 1296504.32 | 1192783.9744 | 1097361.2564 | 1009572.3559 | 928806.5674 | 854502.042 | 786141.8787 | 723250.5284 | 665390.4861 | 612159.2472 | 563186.5074 | 518131.5869 | 476681.0599 | 438546.5751 | 403462.8491 | 371185.8212 | 29978856.0565
|  |  |  | 0 | 676994.88 | 1992735.0096 | 2526221.0488 | 2324123.3649 | 2138193.4957 | 1967138.0161 | 1809766.9748 | 1664985.6168 | 1531786.7675 | 1409243.8261 | 1296504.32 | 1192783.9744 | 1097361.2564 | 1009572.3559 | 928806.5674 | 854502.042 | 786141.8787 | 723250.5284 | 665390.4861 | 612159.2472 | 563186.5074 | 518131.5869 | 476681.0599 | 438546.5751 | 403462.8491 | 371185.8212 | 29978856.0565
Ending UCC
|  | 8% |  | 0 | 16247877.12 | 31577763.1104 | 29051542.0616 | 26727418.6966 | 24589225.2009 | 22622087.1848 | 20812320.2101 | 19147334.5932 | 17615547.8258 | 16206303.9997 | 14909799.6797 | 13717015.7054 | 12619654.4489 | 11610082.093 | 10681275.5256 | 9826773.4835 | 9040631.6049 | 8317381.0765 | 7651990.5903 | 7039831.3431 | 6476644.8357 | 5958513.2488 | 5481832.1889 | 5043285.6138 | 4639822.7647 | 4268636.9435 | 361880591.1495
|  |  |  | 0 | 16247877.12 | 31577763.1104 | 29051542.0616 | 26727418.6966 | 24589225.2009 | 22622087.1848 | 20812320.2101 | 19147334.5932 | 17615547.8258 | 16206303.9997 | 14909799.6797 | 13717015.7054 | 12619654.4489 | 11610082.093 | 10681275.5256 | 9826773.4835 | 9040631.6049 | 8317381.0765 | 7651990.5903 | 7039831.3431 | 6476644.8357 | 5958513.2488 | 5481832.1889 | 5043285.6138 | 4639822.7647 | 4268636.9435 | 361880591.1495
|  |  | Tax Rate: | 31% | 31% | 31% | 31% | 31% | 31% | 31% | 31% | 31% | 31% | 31% | 31% | 31% | 31% | 31% | 31% | 31% | 31% | 31% | 31% | 31% | 31% | 31% | 31% | 31% | 31% | 31% | 8.37
|  |  | Tax Savings from CCA : | 0 | 209868.4128 | 617747.853 | 783128.5251 | 720478.2431 | 662839.9837 | 609812.785 | 561027.7622 | 516145.5412 | 474853.8979 | 436865.5861 | 401916.3392 | 369763.0321 | 340181.9895 | 312967.4303 | 287930.0359 | 264895.633 | 243703.9824 | 224207.6638 | 206271.0507 | 189769.3666 | 174587.8173 | 160620.7919 | 147771.1286 | 135949.4383 | 125073.4832 | 115067.6046 | 9293445.3775

## Schedule 10
SCHEDULE 10
STREET / CROSSWALK LIGHTING STUDY
|  |  | ANALYSIS & COMPARISON OF PROPOSED VS CURRENT STREET LIGHTING RATES | [11 empty] | DETAIL BY COST COMPONENT |  |  |  |  | DETAIL OF STREET LIGHT ENERGY USAGE
EFFECTIVE JANUARY 1, 2013
[6 empty] | 2013 New | 2013 New | 2012 |  | 2013 |  |  |  |  | Power
| Rate |  | Power |  |  | Proposed | Proposed | Current | Percent |  | Revenue | Connected | Total | Continuous | & Energy | Maintenance | Capital |  |  |  |  | Total Monthly | Total Annual | Maintenance | Capital | Units
Description | Code | kW.h/Mo. | & Energy | Maintenance | Capital | Rates | Revenue | Rates | Change | Units | Variance | Load (kW) | Load (kW) | Load (kW) | Revenue | Revenue | Revenue |  | Total | UNITS | Usage/Mo. | kWh Usage | kWh Usage | Rates Use | Rates Use | Maintenance & Capital | Capital | Maintenance only
Incandescent :
Incandescent < 300 Watts - Note 1 | 001 | 97 | 14.43 | 4.2452 | 1.9433 | 20.6186 | 6680.4205 | 17.5409 | 17.55% | 27 | 997 | 0.291 | 7.857 |  | 4675.32 | 1375.4602 | 629.6403 |  | 6680.4205 | 27 | 97 | 2619 | 31428 | 31428 | 31428 | 27 | 27 | 0
Incandescent > 300 Watts - Note 1 | 002 | 154 | 22.91 | 4.2452 | 2.0614 | 29.2166 | 701.1985 | 24.5543 | 18.99% | 2 | 112 | 0.462 | 0.924 |  | 549.84 | 101.8859 | 49.4726 |  | 701.1985 | 2 | 154 | 308 | 3696 | 3696 | 3696 | 2 | 2 | 0
[24 empty] | 0 |  | 0 | 0 | 0
Incandescent < 300 Watts - Note 1 | 003 | 97 | 14.43 | 0 | 0 | 14.43 | 1212.12 | 11.68 | 23.54% | 7 | 231 | 0.291 | 2.037 |  | 1212.12 | 0 | 0 |  | 1212.12 | 7 | 97 | 679 | 8148 | 0 | 0 | 0 | 0 | 0
[7 empty] | 8593.739 |  |  | 36 | 1340 | [14 empty] | 0 | 0 | 0
Mercury Vapour : | [25 empty] | 0 | 0 | 0
[26 empty] | 0 | 0 | 0
Mercury Vapour 100 Watts | 100 | 43 | 6.4 | 4.2452 | 3.2167 | 13.862 | 38870.8606 | 12.7068 | 9.092% | 233.6777 | 3239 | 0.129 | 30.1444 |  | 17946.4512 | 11904.2384 | 9020.171 |  | 38870.8606 | 233.6777 | 43 | 10048.1432 | 120577.719 | 120577.719 | 120577.719 | 233.6777 | 233.6777 | 0
Mercury Vapour 125 Watts | 101 | 52 | 7.74 | 5.6603 | 3.026 | 16.4263 | 1899171.3877 | 14.735 | 11.48% | 9634.785 | 195547 | 0.156 | 1503.0265 |  | 894878.8306 | 654432.7406 | 349859.8164 |  | 1899171.3877 | 9634.785 | 52 | 501008.8199 | 6012105.8387 | 6012105.8387 | 6012105.8387 | 9634.785 | 9634.785 | 0
Mercury Vapour 175 Watts | 102 | 69 | 10.27 | 4.2452 | 2.999 | 17.5142 | 484078.2123 | 15.5236 | 12.82% | 2303.262 | 55020 | 0.207 | 476.7752 |  | 283854.0047 | 117335.0034 | 82889.2042 |  | 484078.2123 | 2303.262 | 69 | 158925.0756 | 1907100.9078 | 1907100.9078 | 1907100.9078 | 2303.262 | 2303.262 | 0
Mercury Vapour 250 Watts | 103 | 97 | 14.43 | 4.2452 | 3.6929 | 22.3682 | 238148.5197 | 19.8159 | 12.88% | 887.2307 | 27173 | 0.291 | 258.1841 |  | 153632.8611 | 45198.1642 | 39317.4943 |  | 238148.5197 | 887.2307 | 97 | 86061.374 | 1032736.4885 | 1032736.4885 | 1032736.4885 | 887.2307 | 887.2307 | 0
Mercury Vapour 400 Watts | 104 | 154 | 22.91 | 4.2452 | 3.7705 | 30.9257 | 319930.7534 | 26.7768 | 15.49% | 862.094 | 42921 | 0.462 | 398.2874 |  | 237006.8852 | 43917.6286 | 39006.2396 |  | 319930.7534 | 862.094 | 154 | 132762.4775 | 1593149.7302 | 1593149.7302 | 1593149.7302 | 862.094 | 862.094 | 0
Mercury Vapour 700 Watts | 105 | 260 | 38.68 | 4.2452 | 4.9129 | 47.8381 | 6314.6293 | 41.0423 | 16.56% | 11 | 897 | 0.78 | 8.58 |  | 5105.76 | 560.3727 | 648.4967 |  | 6314.6293 | 11 | 260 | 2860 | 34320 | 34320 | 34320 | 11 | 11 | 0
Mercury Vapour 1000 Watts | 106 | 363 | 54.01 | 4.2452 | 5.91 | 64.1652 | 66218.501 | 54.7489 | 17.2% | 86 | 9718 | 1.089 | 93.654 |  | 55738.32 | 4381.0954 | 6099.0857 |  | 66218.501 | 86 | 363 | 31218 | 374616 | 374616 | 374616 | 86 | 86 | 0
Mercury Vapour 250 Watt Cont. Oper. | 107 | 212 | 24.49 | 8.4905 | 3.6929 | 36.6734 | 1320.2424 | 31.6148 | 16% | 3 | 182 | 0.291 | 0.873 | 0.873 | 881.64 | 305.6578 | 132.9446 |  | 1320.2424 | 3 | 212 | 636 | 7632 | 7632 | 7632 | 3 | 3 | 0
[26 empty] | 0 | 0 | 0
Mercury Vapour 125 Watts | 201 | 52 | 7.74 | 5.6603 | 0 | 13.4003 | 1125.6277 | 11.1151 | 20.56% | 7 | 192 | 0.156 | 1.092 |  | 650.16 | 475.4677 | 0 |  | 1125.6277 | 7 | 52 | 364 | 4368 | 4368 | 0 | 7 | 0 | 7
Mercury Vapour 175 Watts | 202 | 69 | 10.27 | 4.2452 | 0 | 14.5152 | 3657.8424 | 11.9388 | 21.58% | 21 | 649 | 0.207 | 4.347 |  | 2588.04 | 1069.8024 | 0 |  | 3657.8424 | 21 | 69 | 1449 | 17388 | 17388 | 0 | 21 | 0 | 21
Mercury Vapour 250 Watts | 203 | 97 | 14.43 | 4.2452 | 0 | 18.6752 | 7843.6039 | 15.3288 | 21.83% | 35 | 1405 | 0.291 | 10.185 |  | 6060.6 | 1783.0039 | 0 |  | 7843.6039 | 35 | 97 | 3395 | 40740 | 40740 | 0 | 35 | 0 | 35
Mercury Vapour 400 Watts | 204 | 154 | 22.91 | 4.2452 | 0 | 27.1552 | 2932.7667 | 22.1888 | 22.38% | 9 | 536 | 0.462 | 4.158 |  | 2474.28 | 458.4867 | 0 |  | 2932.7667 | 9 | 154 | 1386 | 16632 | 16632 | 0 | 9 | 0 | 9
Mercury Vapour 700 Watts | 205 | 260 | 38.68 | 4.2452 | 0 | 42.9252 | 0 | 34.9688 | 22.75% | 0 | 0 | 0.78 | 0 |  | 0 | 0 | 0 |  | 0 | 0 | 260 | 0 | 0 | 0 | 0 | 0 | 0 | 0
Mercury Vapour 1000 Watts | 206 | 363 | 54.01 | 4.2452 | 0 | 58.2552 | 15379.3853 | 47.3788 | 22.96% | 22 | 2871 | 1.089 | 23.958 |  | 14258.64 | 1120.7453 | 0 |  | 15379.3853 | 22 | 363 | 7986 | 95832 | 95832 | 0 | 22 | 0 | 22
[24 empty] | 0 |  | 0 | 0 | 0
Mercury Vapour 125 Watts | 301 | 52 | 7.74 | 0 | 0 | 7.74 | 1021.68 | 6.25 | 23.84% | 11 | 197 | 0.156 | 1.716 |  | 1021.68 | 0 | 0 |  | 1021.68 | 11 | 52 | 572 | 6864 | 0 | 0 | 0 | 0 | 0
Mercury Vapour 175 Watts | 302 | 69 | 10.27 | 0 | 0 | 10.27 | 19348.68 | 8.29 | 23.88% | 157 | 3730 | 0.207 | 32.499 |  | 19348.68 | 0 | 0 |  | 19348.68 | 157 | 69 | 10833 | 129996 | 0 | 0 | 0 | 0 | 0
Mercury Vapour 250 Watts | 303 | 97 | 14.43 | 0 | 0 | 14.43 | 9350.64 | 11.68 | 23.54% | 54 | 1782 | 0.291 | 15.714 |  | 9350.64 | 0 | 0 |  | 9350.64 | 54 | 97 | 5238 | 62856 | 0 | 0 | 0 | 0 | 0
Mercury Vapour 400 Watts | 304 | 154 | 22.91 | 0 | 0 | 22.91 | 4123.8 | 18.54 | 23.57% | 15 | 787 | 0.462 | 6.93 |  | 4123.8 | 0 | 0 |  | 4123.8 | 15 | 154 | 2310 | 27720 | 0 | 0 | 0 | 0 | 0
Mercury Vapour 700 Watts | 305 | 260 | 38.68 | 0 | 0 | 38.68 | 464.16 | 31.32 | 23.5% | 1 | 88 | 0.78 | 0.78 |  | 464.16 | 0 | 0 |  | 464.16 | 1 | 260 | 260 | 3120 | 0 | 0 | 0 | 0 | 0
Mercury Vapour 1000 Watts | 306 | 363 | 54.01 | 0 | 0 | 54.01 | 4536.84 | 43.73 | 23.51% | 7 | 864 | 1.089 | 7.623 |  | 4536.84 | 0 | 0 |  | 4536.84 | 7 | 363 | 2541 | 30492 | 0 | 0 | 0 | 0 | 0
[7 empty] | 3123838.1324 |  |  | 14360.0494 | 347798 | [14 empty] | 0 | 0 | 0
Fluorescent : | [25 empty] | 0 | 0 | 0
[26 empty] | 0 | 0 | 0
Fluorescent 2x24" 70 Watts | 110 | 30 | 4.46 | 8.4905 | 2.4736 | 15.4241 | 166024.7018 | 13.8192 | 11.61% | 897 | 17275 | 0.091 | 81.627 |  | 48007.44 | 91391.6868 | 26625.575 |  | 166024.7018 | 897 | 30 | 26910 | 322920 | 322920 | 322920 | 897 | 897 | 0
Fluorescent 2x48" 220 Watts | 111 | 85 | 12.65 | 8.4905 | 2.7188 | 23.8593 | 32639.4742 | 20.758 | 14.94% | 114 | 4242 | 0.254 | 28.956 |  | 17305.2 | 11614.997 | 3719.2772 |  | 32639.4742 | 114 | 85 | 9690 | 116280 | 116280 | 116280 | 114 | 114 | 0
Fluorescent 2x72" 300 Watts | 112 | 116 | 17.26 | 8.4905 | 3.1694 | 28.9199 | 23251.5944 | 25.094 | 15.25% | 67 | 3076 | 0.348 | 23.316 |  | 13877.04 | 6826.3579 | 2548.1965 |  | 23251.5944 | 67 | 116 | 7772 | 93264 | 93264 | 93264 | 67 | 67 | 0
Fluorescent 4x72" 600 Watts | 113 | 222 | 33.03 | 8.4905 | 4.2765 | 45.797 | 8243.4548 | 39.2636 | 16.64% | 15 | 1176 | 0.665 | 9.975 |  | 5945.4 | 1528.2891 | 769.7657 |  | 8243.4548 | 15 | 222 | 3330 | 39960 | 39960 | 39960 | 15 | 15 | 0
Fluorescent 1x96" 110 Watts | 114 | 47 | 6.99 | 8.4905 | 2.9892 | 18.4697 | 1108.1808 | 16.5197 | 11.8% | 5 | 117 | 0.141 | 0.705 |  | 419.4 | 509.4297 | 179.3511 |  | 1108.1808 | 5 | 47 | 235 | 2820 | 2820 | 2820 | 5 | 5 | 0
Fluorescent 1x72" 150 Watts | 115 | 60 | 8.93 | 8.4905 | 2.6159 | 20.0364 | 240.4363 | 17.6142 | 13.75% | 1 | 29 | 0.18 | 0.18 |  | 107.16 | 101.8859 | 31.3903 |  | 240.4363 | 1 | 60 | 60 | 720 | 720 | 720 | 1 | 1 | 0
Fluorescent 4x48" 440 Watts | 116 | 166 | 24.7 | 8.4905 | 3.2675 | 36.458 | 874.9918 | 31.2516 | 16.66% | 2 | 125 | 0.499 | 0.998 |  | 592.8 | 203.7719 | 78.4199 |  | 874.9918 | 2 | 166 | 332 | 3984 | 3984 | 3984 | 2 | 2 | 0
[7 empty] | 232382.834 |  |  | 1101 | 26040 | [14 empty] | 0 | 0 | 0
[26 empty] | 0 | 0 | 0
Fluorescent 4x72" 600 Watts | 213 | 222 | 33.03 | 8.4905 | 0 | 41.5205 | 0 | 34.0177 | 22.06% | 0 | 0 | 0.665 | 0 |  | 0 | 0 | 0 |  | 0 | 0 | 222 | 0 | 0 | 0 | 0 | 0 | 0 | 0
Fluorescent 1x96" 110 Watts | 214 | 47 | 6.99 | 8.4905 | 0 | 15.4805 | 4829.9144 | 12.9477 | 19.56% | 26 | 790 | 0.141 | 3.666 |  | 2180.88 | 2649.0344 | 0 |  | 4829.9144 | 26 | 47 | 1222 | 14664 | 14664 | 0 | 26 | 0 | 26
Fluorescent 1x72" 150 Watts | 215 | 60 | 8.93 | 8.4905 | 0 | 17.4205 | 627.1378 | 14.5277 | 19.91% | 3 | 104 | 0.18 | 0.54 |  | 321.48 | 305.6578 | 0 |  | 627.1378 | 3 | 60 | 180 | 2160 | 2160 | 0 | 3 | 0 | 3
Fluorescent 4x48" 440 Watts | 216 | 166 | 24.7 | 8.4905 | 0 | 33.1905 | 0 | 27.3177 | 21.5% | 0 | 0 | 0.499 | 0 |  | 0 | 0 | 0 |  | 0 | 0 | 166 | 0 | 0 | 0 | 0 | 0 | 0 | 0
Fluorescent 1x48" 120 Watts | 217 | 49 | 7.29 | 8.4905 | 0 | 15.7805 | 189.3659 | 13.1777 | 19.75% | 1 | 31 | 0.146 | 0.146 |  | 87.48 | 101.8859 | 0 |  | 189.3659 | 1 | 49 | 49 | 588 | 588 | 0 | 1 | 0 | 1
Fluorescent 2x48" 220 Watts | 218 | 85 | 12.65 | 8.4905 | 0 | 21.1405 | 0 | 17.5377 | 20.54% | 0 | 0 | 0.254 | 0 |  | 0 | 0 | 0 |  | 0 | 0 | 85 | 0 | 0 | 0 | 0 | 0 | 0 | 0
[24 empty] | 0 |  | 0 | 0 | 0
Fluorescent 4x35" | 330 | 47 | 6.99 | 0 | 0 | 6.99 | 167.76 | 5.65 | 23.72% | 2 | 32 | 0.14 | 0.28 |  | 167.76 | 0 | 0 |  | 167.76 | 2 | 47 | 94 | 1128 | 0 | 0 | 0 | 0 | 0
[7 empty] | 5814.1782 |  |  | 32 | 957 | [12 empty] | 0 |  | 0 | 0 | 0
[26 empty] | 0 | 0 | 0
Fluorescent Crosswalk - Continuous | [23 empty] | 0 |  | 0 | 0 | 0
Burning - Customer Owned : | [23 empty] | 0 |  | 0 | 0 | 0
[24 empty] | 0 |  | 0 | 0 | 0
Fluorescent 4x72" 600 Watts | 117 | 486 | 56.15 | 0 | 0 | 56.15 | 673.8 | 45.45 | 23.54% | 1 | 128 | 0.665 | 0.665 | 0.665 | 673.8 | 0 | 0 |  | 673.8 | 1 | 364 | 364 | 4368 | 0 | 0 | 0 | 0 | 0
Fluorescent 2x24" 70 Watts | 118 | 66 | 7.62 | 0 | 0 | 7.62 | 1554.48 | 6.16 | 23.7% | 17 | 298 | 0.091 | 1.547 | 1.547 | 1554.48 | 0 | 0 |  | 1554.48 | 17 | 486 | 8262 | 99144 | 0 | 0 | 0 | 0 | 0
Fluorescent 4x48" 440 Watts | 119 | 364 | 42.05 | 0 | 0 | 42.05 | 11605.8 | 34.06 | 23.46% | 23 | 2205 | 0.499 | 11.477 | 11.477 | 11605.8 | 0 | 0 |  | 11605.8 | 23 | 66 | 1518 | 18216 | 0 | 0 | 0 | 0 | 0
Fluorescent 2x96" | 120 | 254 | 29.34 | 0 | 0 | 29.34 | 10562.4 | 23.77 | 23.43% | 30 | 2005 | 0.348 | 10.44 | 10.44 | 10562.4 | 0 | 0 |  | 10562.4 | 30 | 254 | 7620 | 91440 | 0 | 0 | 0 | 0 | 0
Fluorescent 4x96" | 150 | 613 | 70.82 | 0 | 0 | 70.82 | 17846.64 | 57.34 | 23.51% | 21 | 3397 | 0.84 | 17.64 | 17.64 | 17846.64 | 0 | 0 |  | 17846.64 | 21 | 613 | 12873 | 154476 | 0 | 0 | 0 | 0 | 0
[7 empty] | 42243.12 |  |  | 92 | 8033 | [14 empty] | 0 | 0 | 0
Fluorescent Crosswalk - Photocell | [25 empty] | 0 | 0 | 0
Burning - Customer Owned : | [25 empty] | 0 | 0 | 0
[26 empty] | 0 | 0 | 0
Fluorescent 2x24" 70 Watts | 310 | 30 | 4.46 | 0 | 0 | 4.46 | 107.04 | 3.62 | 23.2% | 2 | 20 | 0.091 | 0.182 |  | 107.04 | 0 | 0 |  | 107.04 | 2 | 30 | 60 | 720 | 0 | 0 | 0 | 0 | 0
Fluorescent 4x48" 440 Watts | 311 | 166 | 24.7 | 0 | 0 | 24.7 | 1482 | 20.02 | 23.38% | 5 | 281 | 0.499 | 2.495 |  | 1482 | 0 | 0 |  | 1482 | 5 | 166 | 830 | 9960 | 0 | 0 | 0 | 0 | 0
Fluorescent 2x72" 300 Watts | 312 | 116 | 17.26 | 0 | 0 | 17.26 | 207.12 | 13.99 | 23.37% | 1 | 39 | 0.348 | 0.348 |  | 207.12 | 0 | 0 |  | 207.12 | 1 | 116 | 116 | 1392 | 0 | 0 | 0 | 0 | 0
Fluorescent 4x72" 600 Watts | 313 | 222 | 33.03 | 0 | 0 | 33.03 | 0 | 26.72 | 23.62% | 0 | 0 | 0.665 | 0 |  | 0 | 0 | 0 |  | 0 | 0 | 222 | 0 | 0 | 0 | 0 | 0 | 0 | 0
Fluorescent 1x96" 110 Watts | 314 | 47 | 6.99 | 0 | 0 | 6.99 | 2097 | 5.65 | 23.72% | 25 | 402 | 0.142 | 3.55 |  | 2097 | 0 | 0 |  | 2097 | 25 | 47 | 1175 | 14100 | 0 | 0 | 0 | 0 | 0
Fluorescent 1x72" 150 Watts | 315 | 60 | 8.93 | 0 | 0 | 8.93 | 0 | 7.23 | 23.51% | 0 | 0 | 0.18 | 0 |  | 0 | 0 | 0 |  | 0 | 0 | 60 | 0 | 0 | 0 | 0 | 0 | 0 | 0
Fluorescent 4x96" | 350 | 280 | 41.66 | 0 | 0 | 41.66 | 37993.92 | 33.74 | 23.47% | 76 | 7223 | 0.841 | 63.916 |  | 37993.92 | 0 | 0 |  | 37993.92 | 76 | 280 | 21280 | 255360 | 0 | 0 | 0 | 0 | 0
[7 empty] | 41887.08 |  |  | 109 | 7965 | [14 empty] | 0 | 0 | 0
Low Pressure Sodium : | [25 empty] | 0 | 0 | 0
[26 empty] | 0 | 0 | 0
Low Pressure Sodium 135 Watts | 130 | 60 | 8.93 | 12.7357 | 5.7196 | 27.3853 | 16215.0552 | 25.299 | 8.247% | 49.3423 | 1235 | 0.18 | 8.8816 |  | 5287.5223 | 7540.9319 | 3386.601 |  | 16215.0552 | 49.3423 | 60 | 2960.5388 | 35526.4659 | 35526.4659 | 35526.4659 | 49.3423 | 49.3423 | 0
Low Pressure Sodium 180 Watts | 131 | 80 | 11.9 | 12.7357 | 8.2272 | 32.863 | 178062.8136 | 30.9698 | 6.113% | 451.5287 | 10258 | 0.24 | 108.3669 |  | 64478.3012 | 69006.6411 | 44577.8713 |  | 178062.8136 | 451.5287 | 80 | 36122.2976 | 433467.5713 | 433467.5713 | 433467.5713 | 451.5287 | 451.5287 | 0
Low Pressure Sodium 90 Watts | 132 | 45 | 6.7 | 12.7357 | 5.7196 | 25.1553 | 0 | 23.479 | 7.14% | 0 | 0 | 0.135 | 0 |  | 0 | 0 | 0 |  | 0 | 0 | 45 | 0 | 0 | 0 | 0 | 0 | 0 | 0
[24 empty] | 0 |  | 0 | 0 | 0
Low Pressure Sodium 180 Watts E&M | 231 | 80 | 11.9 | 12.7357 | 0 | 24.6357 | 11529.5274 | 20.5865 | 19.67% | 39 | 1895 | 0.24 | 9.36 |  | 5569.2 | 5960.3274 | 0 |  | 11529.5274 | 39 | 80 | 3120 | 37440 | 37440 | 0 | 39 | 0 | 39
[24 empty] | 0 |  | 0 | 0 | 0
Low Pressure Sodium 180 Watts E/O | 331 | 80 | 11.9 | 0 | 0 | 11.9 | 5283.6 | 9.64 | 23.44% | 37 | 1003 | 0.24 | 8.88 |  | 5283.6 | 0 | 0 |  | 5283.6 | 37 | 80 | 2960 | 35520 | 0 | 0 | 0 | 0 | 0
[7 empty] | 211090.9962 |  |  | 576.871 | 14391 | [14 empty] | 0 | 0 | 0
High Pressure Sodium : | [25 empty] | 0 | 0 | 0
[26 empty] | 0 | 0 | 0
High Pressure Sodium 250 Watts | 121 | 100 | 14.88 | 4.2452 | 3.2331 | 22.3584 | 1078318.7222 | 19.5881 | 14.14% | 4019.0711 | 133609 | 0.3 | 1205.7213 |  | 717645.336 | 204743.4154 | 155929.9708 |  | 1078318.7222 | 4019.0711 | 100 | 401907.1102 | 4822885.3226 | 4822885.3226 | 4822885.3226 | 4019.0711 | 4019.0711 | 0
High Pressure Sodium 400 Watts | 122 | 150 | 22.32 | 4.2452 | 3.3451 | 29.9103 | 972387.0524 | 25.7536 | 16.14% | 2709.1723 | 135134 | 0.45 | 1219.1275 |  | 725624.7143 | 138013.2821 | 108749.056 |  | 972387.0524 | 2709.1723 | 150 | 406375.8481 | 4876510.1768 | 4876510.1768 | 4876510.1768 | 2709.1723 | 2709.1723 | 0
High Pressure Sodium 70 Watts | 123 | 32 | 4.76 | 4.2452 | 3.047 | 12.0523 | 4844431.2353 | 11.1361 | 8.227% | 33495.9831 | 368274 | 0.096 | 3215.6144 |  | 1913290.5565 | 1706384.8374 | 1224755.8414 |  | 4844431.2353 | 33495.9831 | 32 | 1071871.4603 | 12862457.523 | 12862457.523 | 12862457.523 | 33495.9831 | 33495.9831 | 0
High Pressure Sodium 100 Watts | 124 | 45 | 6.7 | 4.2452 | 3.0712 | 14.0164 | 6795487.9679 | 12.7375 | 10.04% | 40401.9409 | 620069 | 0.135 | 5454.262 |  | 3248316.0464 | 2058194.83 | 1488977.0916 |  | 6795487.9679 | 40401.9409 | 45 | 1818087.3394 | 21817048.0726 | 21817048.0726 | 21817048.0726 | 40401.9409 | 40401.9409 | 0
High Pressure Sodium 150 Watts | 125 | 65 | 9.67 | 4.2452 | 3.2407 | 17.156 | 1004511.7374 | 15.378 | 11.56% | 4879.3031 | 104106 | 0.195 | 951.4641 |  | 566194.3361 | 248566.1895 | 189751.2118 |  | 1004511.7374 | 4879.3031 | 65 | 317154.704 | 3805856.4476 | 3805856.4476 | 3805856.4476 | 4879.3031 | 4879.3031 | 0
HP Sodium 100 Watts - Cont. Oper. | 126 | 99 | 11.44 | 8.4905 | 3.0712 | 23.0017 | 4140.3005 | 20.2163 | 13.78% | 15 | 501 | 0.135 | 2.025 | 2.025 | 2059.2 | 1528.2891 | 552.8115 |  | 4140.3005 | 15 | 150 | 2250 | 27000 | 27000 | 27000 | 15 | 15 | 0
[26 empty] | 0 | 0 | 0
High Pressure Sodium 250 Watts | 221 | 100 | 14.88 | 4.2452 | 0 | 19.1252 | 39245.0077 | 15.6988 | 21.83% | 171 | 7031 | 0.3 | 51.3 |  | 30533.76 | 8711.2477 | 0 |  | 39245.0077 | 171 | 100 | 17100 | 205200 | 205200 | 0 | 171 | 0 | 171
High Pressure Sodium 70 Watts | 222 | 32 | 4.76 | 4.2452 | 0 | 9.0052 | 27880.2461 | 7.4888 | 20.25% | 258 | 4695 | 0.096 | 24.768 |  | 14736.96 | 13143.2861 | 0 |  | 27880.2461 | 258 | 32 | 8256 | 99072 | 99072 | 0 | 258 | 0 | 258
High Pressure Sodium 100 Watts | 223 | 45 | 6.7 | 4.2452 | 0 | 10.9452 | 17731.3008 | 9.0588 | 20.82% | 135 | 3056 | 0.135 | 18.225 |  | 10854 | 6877.3008 | 0 |  | 17731.3008 | 135 | 45 | 6075 | 72900 | 72900 | 0 | 135 | 0 | 135
High Pressure Sodium 150 Watts | 224 | 65 | 9.67 | 4.2452 | 0 | 13.9152 | 38406.0829 | 11.4788 | 21.23% | 230 | 6725 | 0.195 | 44.85 |  | 26689.2 | 11716.8829 | 0 |  | 38406.0829 | 230 | 65 | 14950 | 179400 | 179400 | 0 | 230 | 0 | 230
[24 empty] | 0 |  | 0 | 0 | 0
High Pressure Sodium 250 Watts | 321 | 100 | 14.88 | 0 | 0 | 14.88 | 172131.84 | 12.05 | 23.49% | 964 | 32737 | 0.3 | 289.2 |  | 172131.84 | 0 | 0 |  | 172131.84 | 964 | 100 | 96400 | 1156800 | 0 | 0 | 0 | 0 | 0
High Pressure Sodium 70 Watts | 322 | 32 | 4.76 | 0 | 0 | 4.76 | 341463.36 | 3.84 | 23.96% | 5978 | 65997 | 0.096 | 573.888 |  | 341463.36 | 0 | 0 |  | 341463.36 | 5978 | 32 | 191296 | 2295552 | 0 | 0 | 0 | 0 | 0
High Pressure Sodium 100 Watts | 323 | 45 | 6.7 | 0 | 0 | 6.7 | 191110.8 | 5.41 | 23.84% | 2377 | 36796 | 0.135 | 320.895 |  | 191110.8 | 0 | 0 |  | 191110.8 | 2377 | 45 | 106965 | 1283580 | 0 | 0 | 0 | 0 | 0
High Pressure Sodium 150 Watts | 324 | 65 | 9.67 | 0 | 0 | 9.67 | 14505 | 7.83 | 23.5% | 125 | 2760 | 0.195 | 24.375 |  | 14505 | 0 | 0 |  | 14505 | 125 | 65 | 8125 | 97500 | 0 | 0 | 0 | 0 | 0
High Pressure Sodium 400 Watts | 326 | 150 | 22.32 | 0 | 0 | 22.32 | 23837.76 | 18.07 | 23.52% | 89 | 4539 | 0.45 | 40.05 |  | 23837.76 | 0 | 0 |  | 23837.76 | 89 | 150 | 13350 | 160200 | 0 | 0 | 0 | 0 | 0
High Pressure Sodium 500 Watts | 327 | 183 | 27.23 | 0 | 0 | 27.23 | 980.28 | 22.05 | 23.49% | 3 | 186 | 0.55 | 1.65 |  | 980.28 | 0 | 0 |  | 980.28 | 3 | 183 | 549 | 6588 | 0 | 0 | 0 | 0 | 0
[24 empty] | 0 |  | 0 | 0 | 0
High Pressure Sodium 1000 Watts | 328 | 363 | 54.01 | 0 | 0 | 54.01 | 9073.68 | 43.74 | 23.48% | 14 | 1725 | 1.09 | 15.26 |  | 9073.68 | 0 | 0 |  | 9073.68 | 14 | 183 | 2562 | 30744 | 0 | 0 | 0 | 0 | 0
High Pressure Sodium 1500 Watts | 329 | 500 | 74.39 | 0 | 0 | 74.39 | 892.68 | 60.23 | 23.51% | 1 | 170 | 1.09 | 1.09 |  | 892.68 | 0 | 0 |  | 892.68 | 1 | 183 | 183 | 2196 | 0 | 0 | 0 | 0 | 0
[7 empty] | 15576535.0533 |  |  | 95865.4706 | 1527940 | [14 empty] | 0 | 0 | 0
|  |  |  | . | [21 empty] | 0 | 0 | 0
Metallic Additive : | [25 empty] | 0 | 0 | 0
[26 empty] | 0 | 0 | 0
Metallic Arc 400 Watts | 140 | 150 | 22.32 | 6.7924 | 3.8037 | 32.9161 | 446060.4198 | 28.5393 | 15.34% | 1129.2873 | 59312 | 0.45 | 508.1793 |  | 302468.3087 | 92046.7965 | 51545.3146 |  | 446060.4198 | 1129.2873 | 150 | 169393.0941 | 2032717.1287 | 2032717.1287 | 2032717.1287 | 1129.2873 | 1129.2873 | 0
Metallic Arc 1000 Watts | 141 | 360 | 53.56 | 10.1886 | 5.501 | 69.2496 | 815206.7755 | 58.9655 | 17.44% | 981 | 121065 | 1.08 | 1059.48 |  | 630508.32 | 119940.1267 | 64758.3288 |  | 815206.7755 | 981 | 360 | 353160 | 4237920 | 4237920 | 4237920 | 981 | 981 | 0
Metallic Arc 250 Watts | 142 | 100 | 14.88 | 10.1886 | 3.7464 | 28.815 | 32096.258 | 25.3639 | 13.61% | 92.8227 | 3844 | 0.3 | 27.8468 |  | 16574.413 | 11348.7878 | 4173.0572 |  | 32096.258 | 92.8227 | 100 | 9282.2653 | 111387.1841 | 111387.1841 | 111387.1841 | 92.8227 | 92.8227 | 0
[26 empty] | 0 | 0 | 0
Metallic Arc 150 Watts | 143 | 67 | 9.97 | 10.1886 | 3.7464 | 23.905 | 1147.4418 | 21.3739 | 11.84% | 4 | 121 | 0.2 | 0.8 |  | 478.56 | 489.0525 | 179.8293 |  | 1147.4418 | 4 | 67 | 268 | 3216 | 3216 | 3216 | 4 | 4 | 0
[26 empty] | 0 | 0 | 0
Metallic Arc 100 Watts | 144 | 50 | 7.44 | 10.1886 | 3.7464 | 21.375 | 1671.5901 | 19.3339 | 10.56% | 6.5169 | 160 | 0.15 | 0.97754 |  | 581.8297 | 796.7777 | 292.9827 |  | 1671.5901 | 6.5169 | 50 | 325.8455 | 3910.1456 | 3910.1456 | 3910.1456 | 6.5169 | 6.5169 | 0
[26 empty] | 0 | 0 | 0
Metallic Arc 1000 Watts | 341 | 360 | 53.56 | 0 | 0 | 53.56 | 14139.84 | 43.37 | 23.5% | 22 | 2690 | 1.08 | 23.76 |  | 14139.84 | 0 | 0 |  | 14139.84 | 22 | 360 | 7920 | 95040 | 0 | 0 | 0 | 0 | 0
Metallic Arc 400 Watts | 342 | 150 | 22.32 | 0 | 0 | 22.32 | 42586.56 | 18.07 | 23.52% | 159 | 8109 | 0.45 | 71.55 |  | 42586.56 | 0 | 0 |  | 42586.56 | 159 | 150 | 23850 | 286200 | 0 | 0 | 0 | 0 | 0
Metallic Arc 250 Watts | 343 | 100 | 14.88 | 0 | 0 | 14.88 | 14999.04 | 12.05 | 23.49% | 84 | 2853 | 0.3 | 25.2 |  | 14999.04 | 0 | 0 |  | 14999.04 | 84 | 100 | 8400 | 100800 | 0 | 0 | 0 | 0 | 0
Metallic Arc 175 Watts | 344 | 75 | 11.16 | 0 | 0 | 11.16 | 14999.04 | 9.03 | 23.59% | 112 | 2863 | 0.225 | 25.2 |  | 14999.04 | 0 | 0 |  | 14999.04 | 112 | 75 | 8400 | 100800 | 0 | 0 | 0 | 0 | 0
Metallic Arc 150 Watts | 345 | 67 | 9.97 | 0 | 0 | 9.97 | 2392.8 | 8.06 | 23.7% | 20 | 458 | 0.2 | 4 |  | 2392.8 | 0 | 0 |  | 2392.8 | 20 | 67 | 1340 | 16080 | 0 | 0 | 0 | 0 | 0
Metallic Arc 100 Watts | 346 | 50 | 7.44 | 0 | 0 | 7.44 | 0 | 6.02 | 23.59% | 0 | 0 | 0.15 | 0 |  | 0 | 0 | 0 |  | 0 | 0 | 50 | 0 | 0 | 0 | 0 | 0 | 0 | 0
[26 empty] | 0 | 0 | 0
[7 empty] | 1385299.7652 |  |  | 2610.6269 | 201475 | [14 empty] | 0 | 0 | 0
Light Emitting Diode - Traffic Lights | [25 empty] | 0 | 0 | 0
[26 empty] | 0 | 0 | 0
Light Emitting Diode 4.6 Watts | 530 | 3 | 0.36 | 0 | 0 | 0.36 | 0 | 0.29 | 24.14% |  | 0 |  | 0 |  | 0 | 0 | 0 |  | 0 | 0 | 3 | 0 | 0 | 0 | 0 | 0 | 0 | 0
Light Emitting Diode 7.5 Watts | 531 | 5 | 0.61 | 0 | 0 | 0.61 | 0 | 0.49 | 24.49% |  | 0 |  | 0 |  | 0 | 0 | 0 |  | 0 | 0 | 5 | 0 | 0 | 0 | 0 | 0 | 0 | 0
[7 empty] | 0 | [16 empty] | 0 |  | 0 | 0 | 0
Light Emitting Diode (Energy Only) | [23 empty] | 0 |  | 0 | 0 | 0
Lighting Emitting Diode 44 Watts | 532 | 15 | 2.23 | 0 | 0 | 2.23 | 46348.32 | 1.81 | 23.2% | 1732 | 8729 | 0.44 | 762.08 |  | 46348.32 | 0 | 0 |  | 46348.32 | 1732 | 15 | 25980 | 311760 | 0 | 0 | 0 | 0 | 0
Lighting Emitting Diode 66 Watts | 533 | 22 | 3.27 | 0 | 0 | 3.27 | 5415.12 | 2.65 | 23.4% | 138 | 1027 | 0.66 | 91.08 |  | 5415.12 | 0 | 0 |  | 5415.12 | 138 | 22 | 3036 | 36432 | 0 | 0 | 0 | 0 | 0
Lighting Emitting Diode 88 Watts | 534 | 29 | 4.31 | 0 | 0 | 4.31 | 26532.36 | 3.49 | 23.5% | 513 | 5048 | 0.88 | 451.44 |  | 26532.36 | 0 | 0 |  | 26532.36 | 513 | 29 | 14877 | 178524 | 0 | 0 | 0 | 0 | 0
Lighting Emitting Diode 92 Watts | 535 | 31 | 4.61 | 0 | 0 | 4.61 | 0 | 3.73 | 23.59% | 0 | 0 | 0.92 | 0 |  | 0 | 0 | 0 |  | 0 | 0 | 31 | 0 | 0 | 0 | 0 | 0 | 0 | 0
Lighting Emitting Diode 105 Watts | 536 | 35 | 5.21 | 0 | 0 | 5.21 | 0 | 4.22 | 23.46% | 0 | 0 | 0.105 | 0 |  | 0 | 0 | 0 |  | 0 | 0 | 35 | 0 | 0 | 0 | 0 | 0 | 0 | 0
Lighting Emitting Diode 170 Watts | 537 | 57 | 8.48 | 0 | 0 | 8.48 | 0 | 6.87 | 23.44% | 0 | 0 | 0.17 | 0 |  | 0 | 0 | 0 |  | 0 | 0 | 57 | 0 | 0 | 0 | 0 | 0 | 0 | 0
Lighting Emitting Diode 110 Watts | 539 | 37 | 5.5 | 0 | 0 | 5.5 | 172194 | 4.46 | 23.32% | 2609 | 32560 | 0.11 | 286.99 |  | 172194 | 0 | 0 |  | 172194 | 2609 | 37 | 96533 | 1158396 | 0 | 0 | 0 | 0 | 0
Lighting Emitting Diode 65 Watts | 540 | 22 | 3.27 | 0 | 0 | 3.27 | 18207.36 | 2.65 | 23.4% | 464 | 3452 | 0.65 | 301.6 |  | 18207.36 | 0 | 0 |  | 18207.36 | 464 | 22 | 10208 | 122496 | 0 | 0 | 0 | 0 | 0
Lighting Emitting Diode 55 Watts | 541 | 18 | 2.68 | 0 | 0 | 2.68 | 23669.76 | 2.17 | 23.5% | 736 | 4504 | 0.55 | 404.8 |  | 23669.76 | 0 | 0 |  | 23669.76 | 736 | 18 | 13248 | 158976 | 0 | 0 | 0 | 0 | 0
Lighting Emitting Diode 83 Watts | 542 | 28 | 4.17 | 0 | 0 | 4.17 | 51991.56 | 3.37 | 23.74% | 1039 | 9974 | 0.83 | 862.37 |  | 51991.56 | 0 | 0 |  | 51991.56 | 1039 | 28 | 29092 | 349104 | 0 | 0 | 0 | 0 | 0
Lighting Emitting Diode 48 Watts | 543 | 16 | 2.38 | 0 | 0 | 2.38 | 2056.32 | 1.93 | 23.32% | 72 | 389 | 0.83 | 59.76 |  | 2056.32 | 0 | 0 |  | 2056.32 | 72 | 28 | 2016 | 24192 | 0 | 0 | 0 | 0 | 0
Lighting Emitting Diode 72 Watts | 544 | 24 | 3.57 | 0 | 0 | 3.57 | 13194.72 | 2.89 | 23.53% | 308 | 2513 | 0.83 | 255.64 |  | 13194.72 | 0 | 0 |  | 13194.72 | 308 | 28 | 8624 | 103488 | 0 | 0 | 0 | 0 | 0
[7 empty] | 359609.52 |  |  | 7611 |  |  |  |  | 0 |  |  |  |  | 7611 | [5 empty] | 0 | 0 | 0
Light Emitting Diode (Energy & Capital
LED A1 | 615 | 15 | 2.23 | 0 | 9.8164 | 12.0464 | 803024.1887 | 8.6522 | 39.23% | 5555.094 | 226262 | 0.83 | 4610.728 |  | 148654.3162 | 0 | 654369.8725 |  | 803024.1887 | 5555.094 | 28 | 155542.6328 | 1866511.5936 | 0 | 1866511.5936 | 0 | 5555.094 | -5555.094
LED A2 | 616 | 18 | 2.68 | 0 | 9.8164 | 12.4964 | 238111.308 | 9.0422 | 38.2% | 1587.8707 | 65818 | 0.83 | 1317.9326 |  | 51065.9202 | 0 | 187045.3878 |  | 238111.308 | 1587.8707 | 28 | 44460.3783 | 533524.5394 | 0 | 533524.5394 | 0 | 1587.8707 | -1587.8707
LED A4 | 617 | 25 | 3.72 | 0 | 9.8164 | 13.5364 | 61617.7779 | 9.9722 | 35.74% | 379.3349 | 16224 | 0.83 | 314.8479 |  | 16933.509 | 0 | 44684.269 |  | 61617.7779 | 379.3349 | 28 | 10621.3766 | 127456.519 | 0 | 127456.519 | 0 | 379.3349 | -379.3349
LED A3 | 618 | 29 | 4.31 | 0 | 9.8164 | 14.1264 | 1377.5602 | 10.4922 | 34.64% | 8.1264 | 354 | 0.83 | 6.7449 |  | 420.2981 | 0 | 957.262 |  | 1377.5602 | 8.1264 | 28 | 227.5396 | 2730.4751 | 0 | 2730.4751 | 0 | 8.1264 | -8.1264
LED B1 | 619 | 22 | 3.27 | 0 | 9.8164 | 13.0864 | 1045305.1905 | 11.7475 | 11.4% | 6656.4531 | 106946 | 0.83 | 5524.8561 |  | 261199.221 | 0 | 784105.9695 |  | 1045305.1905 | 6656.4531 | 28 | 186380.6878 | 2236568.2532 | 0 | 2236568.2532 | 0 | 6656.4531 | -6656.4531
LED C1 | 620 | 29 | 4.31 | 0 | 9.8164 | 14.1264 | 173598.5725 | 13.824 | 2.187% | 1024.0815 | 3716 | 0.83 | 849.9877 |  | 52965.4956 | 0 | 120633.077 |  | 173598.5725 | 1024.0815 | 28 | 28674.2822 | 344091.3865 | 0 | 344091.3865 | 0 | 1024.0815 | -1024.0815
LED C3 | 621 | 37 | 5.5 | 0 | 9.8164 | 15.3164 | 142287.0464 | 14.884 | 2.905% | 774.1559 | 4017 | 0.83 | 642.5494 |  | 51094.2921 | 0 | 91192.7542 |  | 142287.0464 | 774.1559 | 28 | 21676.3664 | 260116.3963 | 0 | 260116.3963 | 0 | 774.1559 | -774.1559
LED C2 | 622 | 58 | 8.63 | 0 | 9.8164 | 18.4464 | 150049.8639 | 17.654 | 4.488% | 677.8656 | 6446 | 0.83 | 562.6284 |  | 70199.7616 | 0 | 79850.1023 |  | 150049.8639 | 677.8656 | 28 | 18980.2368 | 227762.8417 | 0 | 227762.8417 | 0 | 677.8656 | -677.8656
[7 empty] | 2615371.5081 |  |  | 16662.9822
[25 empty] | 0 |  | 0
TOTALS | [6 empty] | 23602665.9264 |  |  | 139057 |  |  | 35794.2764 | 44.667 | 12035930.9709 | 5704661.7522 | 5862073.2034 | 0 | 23602665.9264 | 146668 | 11875 | 6848568.8939 | 82182826.7271 | 67553596.7223 | 72365974.7271 | 104343.0178 | 120049 | -15705.9822
[10 empty] | 122394.0178 | [16 empty] | 15705.9822
Non LED | [9 empty] | 114783.0178 |  |  |  |  | 11023788.6371 | 5704661.7522 | 3899234.509 | 0 | 20627684.8983 | 114783.0178 | 11293 | 6178391.3935 | 74140696.7223 | 67553596.7223 | 66767212.7223
LED | [9 empty] | 24273.9822 |  |  |  |  | 1012142.3338 | 0 | 1962838.6944 | 0 | 2974981.0281 | 24273.9822 | 582 | 670177.5004 | 8042130.0049 | 0 | 5598762.0049
Total | [9 empty] | 139057 |  |  |  |  | 12035930.9709 | 5704661.7522 | 5862073.2034 | 0 | 23602665.9264 | 139057 | 11875 | 6848568.8939 | 82182826.7271 | 67553596.7223 | 72365974.7271
Non LED
Energy Only | [9 empty] | 103386.0178 |  |  |  |  | 9934031.7971 | 5650288.623 | 3899234.509 | 0 | 19483554.9292 | 103386.0178 | 3636 | 5563934.3935 | 66767212.7223 | 66767212.7223 | 66767212.7223
Maintenance | [9 empty] | 957 |  |  |  |  | 117004.68 | 54373.1291 | 0 | 0 | 171377.8091 | 957 | 1946 | 65532 | 786384 | 786384 | 0
Capital | [9 empty] | 10440 |  |  |  |  | 972752.16 | 0 | 0 | 0 | 972752.16 | 10440 | 5666 | 548925 | 6587100 | 0 | 0
Total | [9 empty] | 114783.0178 |  |  |  |  | 11023788.6371 | 5704661.7522 | 3899234.509 | 0 | 20627684.8983 | 114783.0178 | 11248 | 6178391.3935 | 74140696.7223 | 67553596.7223 | 66767212.7223
LED
Energy Only | [9 empty] | 7611 |  |  |  |  | 359609.52 | 0 | 0 | 0 | 359609.52 | 7611 | 350 | 203614 | 2443368 | 0 | 0
Capital | [9 empty] | 16662.9822 |  |  |  |  | 652532.8138 | 0 | 1962838.6944 | 0 | 2615371.5081 | 16662.9822 | 224 | 466563.5004 | 5598762.0049 | 0 | 5598762.0049
Total | [9 empty] | 24273.9822 |  |  |  |  | 1012142.3338 | 0 | 1962838.6944 | 0 | 2974981.0281 | 24273.9822 | 574 | 670177.5004 | 8042130.0049 | 0 | 5598762.0049
Grand Total | [9 empty] | 139057 |  |  |  |  | 12035930.9709 | 5704661.7522 | 5862073.2034 | 0 | 23602665.9264 | 139057 | 11822 | 6848568.8939 | 82182826.7271 | 67553596.7223 | 72365974.7271
[15 empty] | 0 | 0 | 0 | 0 | 0 | 0 | -53 | 0 | 0 | 0 | 0
|  |  | Count = | 105
Note 1 - Red highligted P&E charges relate to calculated rounding differences using Misc. Small Loads Tariff.
Note 2 - Incandescent rates were set at 250W and 400W Mercury Vapour
Calculation of Power & Energy Rate :
Miscellaneous Small Loads Rate |  |  | Based on Misc. Small Loads Tariff Rate Components & 1kW lighting load
Demand Charge | $/kW | 9.339
Photocell Operation (4000 burning hours per year)
Block 1 Energy |  |  | Demand Charge $/kW (annual) |  |  | 11.5343 | 138.4113
Base cost of fuel | ¢/kWh | 5.087 | Energy Charge :
Non-fuel | ¢/kWh | 5.593 | 1st Block : 1st 200 kW.h (annual) |  | 2400 | 0.13191 | 316.584
AA | ¢/kWh | 0 | 2nd Block : All additional (annual) |  | 1600 | 0.08758 | 140.128
BA | ¢/kWh | 0 |  |  |  |  | 595.1233
Total Energy Charge, block 1 (first 200kWh * demand) | ¢/kWh | 10.68
|  |  | Rate per kW.h |  | 4000 |  | 0.14878
Block 2 Energy
Base cost of fuel | ¢/kWh | 5.087 | Continuous Burning (8760 burning hours per year)
Non-fuel | ¢/kWh | 2.004 | Demand Charge $/kW (annual) |  |  | 11.5343 | 138.4113
AA | ¢/kWh | 0 | Energy Charge :
BA | ¢/kWh | 0 | 1st Block : 1st 200 kW.h (annual) |  | 2400 | 0.13191 | 316.584
Total Energy Charge, block 2 | ¢/kWh | 7.091 | 2nd Block : All additional (annual) |  | 6360 | 0.08758 | 557.0088
1012.0041
|  |  | Rate per kW.h |  | 8760 |  | 0.11553

## Conversion A (hidden)
Schedule 10
Conversion Fee - Levelized Calculation
WACC pretax | 7.76%
Levelized Costs of Stranded Net Plant Value
| 2012 | 2013 | 2014 | 2015 | 2016 | 2017 | 2018 | 2019 | 2020 | 2021 | 2022 | Cumulative
LED Conversions YE |  | 16662.9822 | 23003.0045 | 23003.0045 | 23003.0045 | 23003.0045
Fixture Inventory YE | 108675 | 92012.0178 | 69009.0134 | 46006.0089 | 23003.0045 | 0
Annual Conversion Rate |  | 15.33% | 21.17% | 21.17% | 21.17% | 21.17% | 100%
|  | 15.33% | 36.5% | 57.67% | 78.83% | 100%
Net Plant Value YE1 | 12.413 | 10.5098 | 7.8823 | 5.2549 | 2.6274 | 0
Net Plant Value of displaced non-LED (YE) |  | -1.9033 | -2.6274 | -2.6274 | -2.6274 | -2.6274 | [5 empty] | -12.413
Net Plant Value of displaced non-LED (YA) |  | -0.95164 | -2.2654 | -2.6274 | -2.6274 | -2.6274 | -1.3137 |  |  |  |  | -12.413
Annual Levelized Cost Y1 |  | -0.23684 | -0.47368 | -0.47368 | -0.47368 | -0.47368 | -0.23684 |  |  |  |  | -2.3684
Annual Levelized Cost Y2 |  |  | -0.32695 | -0.6539 | -0.6539 | -0.6539 | -0.6539 | -0.32695 |  |  |  | -3.2695
Annual Levelized Cost Y3 |  |  |  | -0.32695 | -0.6539 | -0.6539 | -0.6539 | -0.6539 | -0.32695 |  |  | -3.2695
Annual Levelized Cost Y4 |  |  |  |  | -0.32695 | -0.6539 | -0.6539 | -0.6539 | -0.6539 | -0.32695 |  | -3.2695
Annual Levelized Cost Y5 | [5 empty] | -0.32695 | -0.6539 | -0.6539 | -0.6539 | -0.6539 | -0.32695 | -3.2695
Total Levelized Costs | [11 empty] | -15.4464
Average Costs over 5 yr period | [11 empty] | -3.0893
Note on B16: AJ111: needs to be verified

## Conversion B (hidden)
Schedule 10A
Calculation of Conversion Fee (Per Fixture)
Type of Non LED Light | Capital Cost/Month | # of Fix (brf conv.) | Annual Revenue | Relative Share | Stranded Asset | Monthly LED conversion Fee (5 Years) | Lump Sum LED conversion Fee | Lump Sum LED conversion Fee (per fix.) | Type of LED Light
100W MV | 3.2167 | 251 | 9688.8254 | 0.2378% | 7347.731 | 2.4395 | 29523.8734 | 117.625 | Sat-48-44W
125W MV | 3.026 | 10349 | 375794.503 | 9.225% | 284991.9164 | 2.2948 | 1145124.2978 | 110.6507 | Sat-48-55W
175W MV | 2.999 | 2474 | 89033.681 | 2.186% | 67520.6241 | 2.2743 | 271304.2119 | 109.6622 | Sat-48-87W
250W MV | 3.6929 | 953 | 42232.0528 | 1.037% | 32027.5937 | 2.8006 | 128689.8808 | 135.0366 | Sat-96-88W
400W MV | 3.7705 | 926 | 41897.7251 | 1.029% | 31774.0491 | 2.8594 | 127671.1146 | 137.8738 | Sat-96-173W
0
250W HPS | 3.2331 | 4317 | 167488.8717 | 4.112% | 127018.8204 | 2.4519 | 510373.5552 | 118.2241 | Sat-96-110W
400W HPS | 3.3451 | 2910 | 116810.4925 | 2.868% | 88585.7718 | 2.5368 | 355945.9547 | 122.3182 | Sat-96-173W
70W HPS | 3.047 | 35979 | 1315545.5161 | 32.29% | 997672.4903 | 2.3108 | 4008741.8075 | 111.4189 | Sat-48-44W
100W HPS | 3.0712 | 43398 | 1599394.1484 | 39.26% | 1212935.2603 | 2.3291 | 4873687.8434 | 112.3021 | Sat-72-65W
150W HPS | 3.2407 | 5241 | 203817.2404 | 5.003% | 154569.2272 | 2.4577 | 621073.6784 | 118.5029 | Sat-96-88W
0
135W LPS | 5.7196 | 53 | 3637.6456 | 0.0893% | 2758.6875 | 4.3376 | 11084.6657 | 209.1446 | Sat-48-74W
180W LPS | 8.2272 | 485 | 47882.3752 | 1.175% | 36312.6383 | 6.2393 | 145907.5927 | 300.8404 | Sat-96-88W
0
400W MAL | 3.8037 | 1213 | 55366.3066 | 1.359% | 41988.2401 | 2.8846 | 168712.694 | 139.0871 | Sat-96-173W
250W MAL | 3.7464 | 100 | 4495.7315 | 0.1104% | 3409.4355 | 2.8412 | 13699.4323 | 136.9943 | Sat-96-110W
150W MAL | 3.7464 | 4 | 179.8293 | 0.004415% | 136.3774 |  | 547.9773 | 136.9943 | Sat-96-88W
100W MAL | 3.7464 | 7 | 314.7012 | 0.007725% | 238.6605 | 2.8412 | 958.9603 | 136.9943 | Sat-48-55W
Total |  | 108660 | 4073579.6459 | 100% | 3089287.5237 |  | 12413047.5398
| Capital Cost/Month | # of Fixtures | Stranded Asset | Monthly LED conversion Exit Fee (5 years) | Lump Sum LED conversion Fee | Lump Sum LED conversion Fee (per fix.) | Salvage Value1 | Total Lump Sum LED Conversion Fee
LED A1 | 9.8164 | 36230 | 1005020.2213 | 2.3117 | 4038265.6809 | 111.4619 | N/A | 111.4619
LED A2 | 9.8164 | 10356 | 285230.5768 | 2.2952 | 1146083.258 | 110.6685 | N/A | 110.6685
LED A4 | 9.8164 | 53 | 2758.6875 | 4.3376 | 11084.6657 | 209.1446 | N/A | 209.1446
LED A3 | 9.8164 | 2474 | 67520.6241 | 2.2743 | 271304.2119 | 109.6622 | N/A | 109.6622
LED B1 | 9.8164 | 43398 | 1212935.2603 | 2.3291 | 4873687.8434 | 112.3021 | N/A | 112.3021
LED C1 | 9.8164 | 6683 | 223045.8367 | 2.7813 | 896219.1292 | 134.1043 | N/A | 134.1043
LED C3 | 9.8164 | 4417 | 130428.256 | 2.4607 | 524072.9875 | 118.6491 | N/A | 118.6491
LED C2 | 9.8164 | 5049 | 162348.061 | 2.6795 | 652329.7633 | 129.1998 | N/A | 129.1998
Total |  | 108660 | 3089287.5237 |  | 12413047.5398
1) At the time of filing, the salvage value was unknown. This will be made available at the time of the Compliance Filing
Transition of Non LED Fixtures to
appropriate LED fixtures

## StLgt Assets (hidden)
Determination of Assigned and Average Fixed Assets
For 2012 Street Light Rates
| End of year | End of year
| 2012 | 2013 | AVERAGE
Current & Long Term Assets
Accounts Receivable | 235.9 | 239
Materials Inventory | 28.4 | 28.9
Prepaid Expenses | 6.5 | 6.7
Due From Associated Companies | 1.6 | 1.1
Deferred Charges | 270.7 | 198
Deferred Credits | -59.1 | -59.1
Accounts Payable | -186.8 | -181.5
Dividends Payable | 0 | 0
Income Taxes Payable | -11.6 | 41.6
Total Assigned to Fixed Assets | 285.6 | 274.7 | 280.15
% Allocated To Non LED Street Lighting |  |  | 0.5462%
% Allocated To LED Street Lighting |  |  | 0.279%
Additional Deferred Chgs. & W/C assigned to Non LED Street Lighting |  |  | 1.5301
Additional Deferred Chgs. & W/C assigned to Non LED Street Lighting |  |  | 0.78169
| End of year | End of year
| 2012 | 2013 | AVERAGE
Rate Base
GPV - Steam Production | 2088.641 | 2325.406
GPV - Hydro | 474.466 | 501.406
GPV - Wind | 210.952 | 210.952
GPV - Gas Turbine | 33.016 | 33.052
GPV - LM 6000 | 83.45 | 83.45
GPV Transmission | 738.948 | 791.5685
GPV Distribution | 1313.779 | 1390.059 | 1351.919
-- Street Lighting | 52.4345 | 57.3445 | 54.8895
GPV General Property | 465.463 | 490.534 | 477.9985
% of Street Lighting to Dist. Assets |  |  | 4.1%
Total GPV of Fixed Assets | 5408.715 | 5826.4275 | 5617.5712
% Street Lighting to Total Assets |  |  | 1.068%
Additional Deferred Chgs. & W/C assigned to Street Lighting |  |  | 2.9919
NPV - Steam Production | 1182.39 | 1366.614
NPV - Hydro | 319.521 | 341.975
NPV - Wind | 194.975 | 187.24
NPV - Gas Turbine | 6.464 | 5.586
NPV - LM 6000 | 61.119 | 58.968
NPV Transmission | 395.6263 | 440.2173
NPV Distribution | 617.2246 | 662.4721 | 639.8484
-- Street Lights (Non LED) | 19.4856 | 12.413 | 15.9493
-- Street Lights (LED) | 0 | 16.2961 | 8.1481
NPV General Property | 231.061 | 222.532 | 226.7965
Total NPV of Fixed Assets | 3008.3809 | 3285.6044 | 3146.9927
% Non LED Street Lighting to Total Assets | 0.7016% | 0.4052% | 0.5462%
% Non LED Street Lighting to Total Assets | 0% | 0.532% | 0.279%
Note on B61: AJ111: used COSS file
Note on C61: AJ111: used COSS file
Note on C62: AD854: should be linked to the source file. Temp. calc. using YE value adj. for depr of 5.33%.

## 2013 Unpublished Rates (hidden)
UNMETERED SERVICE - MISC. SMALL LOADS RATES
UNPUBLISHED RATES
PROPOSED NEW RATES - EFFECTIVE JANUARY 1, 2013
Components of Misc. Small Loads Rate:
Demand Charge |  | 11.5343 |  | Minimum Charge |  | 4.014 | / month
1st Block Energy Charge @ 200 kW.h |  | 0.13191 |  | Minimum Bill |  | 17.1551 | / month
All Additional kW.h Energy Charge |  | 0.087578
2012 FAM AA/BA |  | 0.00702
|  |  | January 1, 2012 | [8 empty] | Continuous | January 1, 2012 |  |  |  | January 1, 2013 |  | Rate
|  |  | Current CIS Information |  |  | Inv. Level | Annual | Annual | Annual | Connected | Total | Connected | Calculated Information |  | Difference |  | NEW RATES |  | Increase | EXPLANATION | Annual | Annual
Rate Code | Description | Wattage | Energy | Bundled Cost | Unbundled Cost | 2011-02-28 | Energy | Elect. Rev. | C&M. Rev. | Load (kW) | Load (kW) | Load (kW) | Energy | Cost | Energy | Cost | Energy | Cost |  |  | Elect. Rev. | C&M. Rev.
STND1 | Standby Transformer Capital Charge |  |  | 300 | 300 | 1 | 0 |  | 3600 |  |  |  | 0 | 300 | --- | --- | OK | 300 | 0% | Fixed capital charge no inc. required | 0 | 3600
STND2 | Standby Transformer Energy Charge (30 day bill) |  | 4249 | 284.63 | 254.802 | 1 | 50988 | 3415.56 |  |  |  |  | 4249 | 254.802 | --- | -29.828 | OK | 299.4695 | 17.53% | Based on Lg. Industrial energy rate | 3593.6342
STND3 | Standby Transformer Capital Charge |  |  | 300 | 300 | 1 | 0 |  | 3600 |  |  |  | 0 | 300 | --- | --- | OK | 300 | 0% | Fixed capital charge no inc. required | 0 | 3600
STND4 | Standby Transformer Capital Charge |  |  | 645 | 645 | 0 | 0 |  | 0 |  |  |  | 0 | 645 | --- | --- | OK | 645 | 0% | Fixed capital charge no inc. required |  | 0
XMAS | Amherst Christmas Lighting - Incandescent | 11900 | 1428 | 181.05 | 171.0254 | 1 | 17136 | 2172.6 |  |  |  |  | 1428 | 171.0254 | --- | -10.0246 | OK | 211.24 | 23.51% |  | 2534.88
XMAS1 | Amherst Christmas Lighting - LED | 20 | 2 | 0.24 | 0.24 | 6 | 144 | 17.28 |  |  |  |  | 2 | 3.25 | --- | 3.01 | OK | 0.3 | 25% |  | 21.6
XMAS2 | Misc. Christmas Lighting | 0 | 1 | 0.07 | 0.06298 | 13 | 156 | 10.92 |  |  |  |  | 1 | 3.243 | --- | 3.173 | OK | 0.08 | 27.02% |  | 12.48
XMSCS | Pictou Christmas Stars |  | 246 | 24.8 | 23.0731 | 1 | 2952 | 297.6 |  |  |  |  | 246 | 23.0731 | --- | -1.7269 | OK | 28.5 | 23.52% |  | 342
XMSCW | Stellarton Christmas Wreaths | 5275 | 390 | 39.33 | 36.5922 | 1 | 4680 | 471.96 |  |  |  |  | 390 | 36.5922 | --- | -2.7378 | OK | 45.2 | 23.52% |  | 542.4
XMSCB | CBRM Christmas Lights | 2275 | 137 | 16.95 | 15.9883 | 1 | 1644 | 203.4 |  |  |  |  | 137 | 15.9883 | --- | -0.96174 | OK | 19.73 | 23.4% |  | 236.76
300 | Telephone Booths |  | 78 | 7.83 | 7.2824 | 528 | 494208 | 49610.88 |  | 0.107 | 56.496 | 56.496 | 78 | 7.2824 | --- | -0.54756 | OK | 8.99 | 23.45% |  | 56960.64
351 | Fluorescent Sign - Photocell | 400 | 178 | 22.69 | 21.4404 | 1 | 2136 | 272.28 |  | 0.533 | 0.533 |  | 178 | 21.4404 | --- | -1.2496 | OK | 26.48 | 23.5% |  | 317.76
352 | Misc. Crosswalk Sign | 756 | 511 | 51.91 | 48.3228 | 4 | 24528 | 2491.68 |  | 0.756 | 3.024 |  | 511 | 48.3228 | --- | -3.5872 | OK | 59.68 | 23.5% |  | 2864.64
360 | RA-5 Crosswalk /w Fluorescent | 393 | 93 | 13.15 | 12.4971 | 95 | 106020 | 14991 |  | 0.418 | 39.71 |  | 93 | 12.4971 | --- | -0.65286 | OK | 15.44 | 23.55% |  | 17601.6
361 | RA-5 Crosswalk | 295 | 70 | 9.89 | 9.3986 | 26 | 21840 | 3085.68 |  | 0.295 | 7.67 |  | 70 | 9.3986 | --- | -0.4914 | OK | 11.61 | 23.53% |  | 3622.32
362 | Crosswalk /w 2 - 175W - Photocell | 350 | 128 | 16.34 | 15.4414 | 95 | 145920 | 18627.6 |  | 0.385 | 36.575 |  | 128 | 15.4414 | --- | -0.89856 | OK | 19.07 | 23.5% |  | 21739.8
363 | Misc. Crosswalk Sign | 1126 | 311 | 42.53 | 40.3468 | 2 | 7464 | 1020.72 |  | 1.239 | 2.478 |  | 311 | 40.3468 | --- | -2.1832 | OK | 49.81 | 23.45% |  | 1195.44
364 | Misc. Crosswalk Sign | 1003 | 334 | 42.61 | 40.2653 | 1 | 4008 | 511.32 |  | 1.003 | 1.003 |  | 334 | 40.2653 | --- | -2.3447 | OK | 49.73 | 23.51% |  | 596.76
365 | Misc. Crosswalk Sign | 701 | 265 | 34.26 | 32.3997 | 2 | 6360 | 822.24 |  | 0.823 | 1.646 |  | 265 | 32.3997 | --- | -1.8603 | OK | 40.01 | 23.49% |  | 960.24
366 | Misc. Crosswalk Sign | 650 | 238 | 30.36 | 28.6892 | 1 | 2856 | 364.32 |  | 0.715 | 0.715 |  | 238 | 28.6892 | --- | -1.6708 | OK | 35.43 | 23.5% |  | 425.16
367 | Misc. Crosswalk Sign | 590 | 216 | 27.56 | 26.0437 | 8 | 20736 | 2645.76 |  | 0.649 | 5.192 |  | 216 | 26.0437 | --- | -1.5163 | OK | 32.17 | 23.52% |  | 3088.32
368 | Misc. Crosswalk Sign | 250 | 92 | 11.71 | 11.0642 | 1 | 1104 | 140.52 |  | 0.275 | 0.275 |  | 92 | 11.0642 | --- | -0.64584 | OK | 13.66 | 23.46% |  | 163.92
369 | Misc. Crosswalk Sign | 175 | 64 | 8.19 | 7.7407 | 1 | 768 | 98.28 |  | 0.193 | 0.193 |  | 64 | 7.7407 | --- | -0.44928 | OK | 9.51 | 22.86% |  | 114.12
370 | Water PRV Control |  | 150 | 31.08 | 30.027 | 42 | 75600 | 15664.32 |  | 1.5 | 63 |  | 150 | 30.027 | --- | -1.053 | OK | 37.09 | 23.52% |  | 18693.36
371 | Water Reservoir Control |  | 200 | 36.77 | 35.366 | 6 | 14400 | 2647.44 |  | 1.5 | 9 |  | 200 | 35.366 | --- | -1.404 | OK | 43.68 | 23.51% |  | 3144.96
372 | Water Fill Station |  | 150 | 31.08 | 30.027 | 2 | 3600 | 745.92 |  | 1.5 | 3 |  | 150 | 30.027 | --- | -1.053 | OK | 37.09 | 23.52% |  | 890.16
373 | Baseball Scoreboard | 480 | 8 | 5.39 | 5.3338 | 1 | 96 | 64.68 |  | 0.48 | 0.48 |  | 8 | 5.3338 | --- | -0.05616 | OK | 6.6 | 23.74% |  | 79.2
374 | Water Fountain Motor - Windsor |  | 120 | 14.8 | 13.9576 | 1 | 1440 | 177.6 |  | 0.33 | 0.33 |  | 120 | 13.9576 | --- | -0.8424 | OK | 17.25 | 23.59% |  | 207
375 | Manhole Flow Meter |  | 34 | 3.25 | 3.25 |  |  |  |  | 0.036 | 0 |  | 34 | 3.25 | --- | --- | OK | 4.014 | 23.51% | Minimum Charge applied | 0
376 | MTT Booster Box - Unmetered |  | 710 | 104.36 | 99.3758 | 4 | 34080 | 5009.28 |  | 0.973 | 3.892 | 3.892 | 710 | 99.3758 | --- | -4.9842 | OK | 110.67 | 11.37% | Calculated using Small General tariff | 5312.16
377 | DFO Lighthouse - Victoria Beach |  | 183 | 38.4 | 37.1153 | 1 | 2196 | 460.8 |  | 0.25 | 0.25 |  | 183 | 37.1153 | --- | -1.2847 | OK | 40.3 | 8.58% | Calculated using Small General tariff | 483.6
378 | Aliant #52B Power Cable Cabinet |  | 700 | 71.56 | 66.646 | 78 | 655200 | 66980.16 |  | 2.5 | 195 | 195 | 700 | 66.646 | --- | -4.914 | OK | 82.33 | 23.53% |  | 77060.88
379 | DFO Lighthouse - Torbay |  | 395 | 65.1 | 62.3271 | 1 | 4740 | 781.2 |  | 0.542 | 0.542 |  | 395 | 62.3271 | --- | -2.7729 | OK | 68.79 | 10.37% | Calculated using Small General tariff | 825.48
380 | DFO Lighthouse - Wallace |  | 274 | 50.01 | 48.0865 | 1 | 3288 | 600.12 |  | 0.375 | 0.375 |  | 274 | 48.0865 | --- | -1.9235 | OK | 52.71 | 9.615% |  | 632.52
381 | Misc. Crosswalk Sign | 563 | 219 | 28.14 | 26.6026 | 5 | 13140 | 1688.4 |  | 0.671 | 3.355 |  | 219 | 26.6026 | --- | -1.5374 | OK | 32.84 | 23.45% |  | 1970.4
382 | DFO Lighthouse - Cape Sharpe |  | 608 | 91.65 | 87.3818 | 1 | 7296 | 1099.8 |  | 0.833 | 0.833 |  | 608 | 87.3818 | --- | -4.2682 | OK | 97.11 | 11.13% | Calculated using Small General tariff | 1165.32
383 | DFO Lighthouse - Fourchu Head |  | 913 | 129.66 | 123.2507 | 1 | 10956 | 1555.92 |  | 1.25 | 1.25 |  | 913 | 123.2507 | --- | -6.4093 | OK | 137.66 | 11.69% | Calculated using Small General tariff | 1651.92
384 | DFO Lighthouse - Candlebox Is. |  | 1369 | 186.5 | 176.8896 | 1 | 16428 | 2238 |  | 1.875 | 1.875 |  | 1369 | 176.8896 | --- | -9.6104 | OK | 198.28 | 12.09% | Calculated using Small General tariff | 2379.36
385 | DFO Lighthouse - Bunker Is. |  | 943 | 133.4 | 126.7801 |  | 0 | 0 |  | 1.292 | 0 |  | 943 | 126.7801 | --- | -6.6199 | OK | 141.64 | 11.72% | Calculated using Small General tariff | 0
386 | Aliant #51B Power Cable Cabinet | 2920 | 1995 | 203.7 | 189.6951 | 67 | 1603980 | 163774.8 |  | 2.92 | 195.64 |  | 1995 | 189.6951 | --- | -14.0049 | OK | 234.28 | 23.5% |  | 188361.12
387 | Aliant 51B AC Pwr Cab (1Unit) | 1460 | 540 | 55.45 | 51.6592 | 55 | 356400 | 36597 |  | 1.46 | 80.3 | 71.5 | 540 | 51.6592 | --- | -3.7908 | OK | 63.82 | 23.54% |  | 42121.2
388 | 150W Eastlink Cell Tower - Cont. | 150 | 110 | 11.04 | 10.2678 |  | 0 | 0 |  | 0.15 | 0 |  | 110 | 10.2678 | --- | -0.7722 | OK | 12.7 | 23.69% |  | 0
389 | 1500W Heater HRM (8hrs/day) | 1500 | 151 | 31.2 | 30.14 | 2 | 3624 | 748.8 |  | 1.5 | 3 |  | 151 | 30.14 | --- | -1.06 | OK | 37.22 | 23.49% |  | 893.28
390 | 325W Bus Shelter Sydney - Cont. | 325 | 261 | 26.26 | 24.4278 | 1 | 3132 | 315.12 |  | 0.358 | 0.358 |  | 261 | 24.4278 | --- | -1.8322 | OK | 30.17 | 23.51% |  | 362.04
391 | 348W Chemical Detector - HPA | 348 | 254 | 25.56 | 23.7769 | 1 | 3048 | 306.72 |  | 0.348 | 0.348 |  | 254 | 23.7769 | --- | -1.7831 | OK | 29.35 | 23.44% |  | 352.2
392 | Misc. Unmetered - Gazebo | 0 | 0 | 13.89 | 13.89 |  | 0 | 0 |  | 0 | 0 |  | 0 | 13.89 | --- | --- | OK | 17.1551 | 23.51% | Fixed at Minimum Bill Charge | 0
399 | MTT Cable Dryers | 2400 | 314 | 59.84 | 57.6357 |  | 0 | 0 |  | 2.58 | 0 |  | 314 | 57.6357 | --- | -2.2043 | OK | 71.18 | 23.5% |  | 0
400 | CN Level Crossing Signal |  | 34 | 3.25 | 3.25 | 239 | 97512 | 9321 |  | 0.1 | 23.9 |  | 34 | 3.25 | --- | --- | OK | 4.014 | 23.51% | Minimum Charge applied | 11512.0459
401 | CN Level Crossing Signal/Gate |  | 34 | 4.02 | 3.7813 | 27 | 11016 | 1302.48 |  | 0.1 | 2.7 |  | 34 | 3.7813 | --- | -0.23868 | OK | 4.67 | 23.5% | Manually Adjusted by 0.26% Rate Increase | 1513.08
402 | CN Train Signal |  | 90 | 9.06 | 8.4282 | 4 | 4320 | 434.88 |  | 0.123 | 0.492 |  | 90 | 8.4282 | --- | -0.6318 | OK | 10.41 | 23.51% | Manually Adjusted by 0.26% Rate Increase | 499.68
441 | Metallic Additive (Capital & Maint.) | 1000 | 0 | 16.49 | 16.49 | 2 | 0 | 395.76 |  | 1 | 2 |  | 0 | 16.49 | --- | --- | OK | 16.378 | -0.6794% | Cap. & Maint. Chg. for 1000W M/A Light |  | 393.071
Kentville Electric Unmetered Service Rates:
449 | Lift Station |  | 0 | 531.42 | 531.42 |  | 0 | 0 |  |  |  |  | 0 | 531.42 | --- | --- | OK | 656.34 | 23.51% |  | 0
450 | Flow Meters |  | 0 | 45.92 | 45.92 |  | 0 | 0 |  |  |  |  | 0 | 45.92 | --- | --- | OK | 56.71 | 23.5% |  | 0
451 | Entrance Sign |  | 0 | 23.07 | 23.07 |  | 0 | 0 |  |  |  |  | 0 | 23.07 | --- | --- | OK | 28.49 | 23.49% |  | 0
452 | HPS - Photocell | 1000 | 363 | 62.78 | 60.2317 | 9 | 39204 | 6780.24 |  | 1.09 | 9.81 |  | 363 | 60.2317 | --- | -2.5483 | OK | 70.408 | 16.9% | + Cap. & Maint. Chg. for 1000 HPS Light | 6477.1214 | 1126.9382
453 | Sign |  | 0 | 26.77 | 26.77 | 3 | 0 | 963.72 |  |  |  |  | 0 | 26.77 | --- | --- | OK | 33.06 | 23.5% |  | 1190.16
454 | Sign |  | 0 | 34.17 | 34.17 | 1 | 0 | 410.04 |  |  |  |  | 0 | 34.17 | --- | --- | OK | 42.2 | 23.5% |  | 506.4
455 | Sign |  | 0 | 41.74 | 41.74 |  | 0 | 0 |  |  |  |  | 0 | 41.74 | --- | --- | OK | 51.55 | 23.5% |  | 0
456 | Sign |  | 0 | 8.75 | 8.75 | 1 | 0 | 105 |  |  |  |  | 0 | 8.75 | --- | --- | OK | 10.81 | 23.54% |  | 129.72
457 | Sign |  | 0 | 46.29 | 46.29 | 1 | 0 | 555.48 |  |  |  |  | 0 | 46.29 | --- | --- | OK | 57.17 | 23.5% |  | 686.04
458 | Sign |  | 0 | 18.01 | 18.01 |  | 0 | 0 |  |  |  |  | 0 | 18.01 | --- | --- | OK | 22.24 | 23.49% |  | 0
459 | Sign |  | 0 | 15.43 | 15.43 | 1 | 0 | 185.16 |  |  |  |  | 0 | 15.43 | --- | --- | OK | 19.06 | 23.53% |  | 228.72
460 | Sign |  | 0 | 10.76 | 10.76 |  | 0 | 0 |  |  |  |  | 0 | 10.76 | --- | --- | OK | 13.29 | 23.51% |  | 0
461 | Flat Rate |  | 0 | 24.8 | 24.8 |  | 0 | 0 |  |  |  |  | 0 | 24.8 | --- | --- | OK | 30.63 | 23.51% |  | 0
462 | Flat Rate |  | 0 | 5.27 | 5.27 | 2 | 0 | 126.48 |  |  |  |  | 0 | 5.27 | --- | --- | OK | 6.51 | 23.53% |  | 156.24
463 | Flat Rate |  | 0 | 43.52 | 43.52 | 1 | 0 | 522.24 |  |  |  |  | 0 | 43.52 | --- | --- | OK | 53.75 | 23.51% |  | 645
464 | Flat Rate |  | 0 | 13.41 | 13.41 | 2 | 0 | 321.84 |  |  |  |  | 0 | 13.41 | --- | --- | OK | 16.56 | 23.49% |  | 397.44
465 | Flat Rate |  | 0 | 6.59 | 6.59 | 1 | 0 | 79.08 |  |  |  |  | 0 | 6.59 | --- | --- | OK | 8.14 | 23.52% |  | 97.68
470 | Window Lighting |  | 0 | 7.41 | 7.41 |  | 0 | 0 |  |  |  |  | 0 | 7.41 | --- | --- | OK | 9.15 | 23.48% |  | 0
471 | Window Lighting |  | 0 | 13.77 | 13.77 | 1 | 0 | 165.24 |  |  |  |  | 0 | 13.77 | --- | --- | OK | 17.01 | 23.53% |  | 204.12
472 | Sign |  | 0 | 64.46 | 64.46 | 1 | 0 | 773.52 |  |  |  |  | 0 | 64.46 | --- | --- | OK | 79.61 | 23.5% |  | 955.32
473 | Mercury Vapour Light - Photocell | 175 | 69 | 8.78 | 8.2956 | 1 | 828 | 105.36 |  | 0.207 | 0.207 |  | 69 | 8.2956 | --- | -0.48438 | OK | 10.25 | 23.56% |  | 123
474 | Mercury Vapour Light - Photocell | 125 | 52 | 6.63 | 6.265 |  | 0 | 0 |  | 0.156 | 0 |  | 52 | 6.265 | --- | -0.36504 | OK | 7.73 | 23.38% |  | 0
475 | High Pressure Sodium - Photocell | 70 | 32 | 4.07 | 3.8454 | 2 | 768 | 97.68 |  | 0.096 | 0.192 |  | 32 | 3.8454 | --- | -0.22464 | OK | 4.76 | 23.79% |  | 114.24
476 | Street Lighting - New Minas |  | 0 | 318.97 | 318.97 | 1 | 0 | 3827.64 |  |  |  |  | 0 | 318.97 | --- | --- | OK | 393.95 | 23.51% |  | 4727.4
477 | No longer applicable - Lights transferred |  | 0 | 868.11 | 868.11 |  | 0 | 0 |  |  |  |  | 0 | 868.11 | --- | --- | OK | 1072.17 | 23.51% |  | 0
478 | No longer applicable - Lights transferred |  | 1938 | 534.48 | 520.8752 |  | 0 | 0 |  |  |  |  | 1938 | 520.8752 | --- | -13.6048 | OK | 660.12 | 26.73% |  | 0
500 | Traffic Control Lights | 210 | 51 | 7.45 | 7.092 | 27 | 16524 | 2413.8 |  | 0.21 | 2.835 |  | 51 | 7.092 | --- | -0.35802 | OK | 8.75 | 23.38% |  | 2835
501 | Traffic Control Lights | 69 | 17 | 1.71 | 1.5907 | 1845 | 376380 | 37859.4 |  | 0.023 | 21.2175 |  | 17 | 1.5907 | --- | -0.11934 | OK | 1.98 | 24.48% |  | 43837.2
502 | Traffic Control Lights | 80 | 20 | 1.98 | 1.8396 | 57 | 13680 | 1354.32 |  | 0.027 | 0.7695 |  | 20 | 1.8396 | --- | -0.1404 | OK | 2.28 | 23.94% |  | 1559.52
503 | Traffic Control Lights | 100 | 24 | 2.44 | 2.2715 | 550 | 158400 | 16104 |  | 0.033 | 9.075 |  | 24 | 2.2715 | --- | -0.16848 | OK | 2.79 | 22.83% |  | 18414
504 | Traffic Control Lights | 116 | 28 | 2.83 | 2.6334 | 158 | 53088 | 5365.68 |  | 0.039 | 3.081 |  | 28 | 2.6334 | --- | -0.19656 | OK | 3.26 | 23.79% |  | 6180.96
505 | Traffic Control Lights | 150 | 37 | 3.71 | 3.4503 | 476 | 211344 | 21191.52 |  | 0.05 | 11.9 |  | 37 | 3.4503 | --- | -0.25974 | OK | 4.26 | 23.47% |  | 24333.12
506 | Traffic Control Lights | 200 | 49 | 7.12 | 6.776 | 12 | 7056 | 1025.28 |  | 0.2 | 1.2 |  | 49 | 6.776 | --- | -0.34398 | OK | 8.38 | 23.67% |  | 1206.72
507 | Traffic Control Lights | 860 | 209 | 30.49 | 29.0228 | 6 | 15048 | 2195.28 |  | 0.86 | 2.58 |  | 209 | 29.0228 | --- | -1.4672 | OK | 35.85 | 23.52% |  | 2581.2
508 | Traffic Control Lights | 60 | 15 | 1.51 | 1.4047 | 972 | 174960 | 17612.64 |  | 0.02 | 9.72 |  | 15 | 1.4047 | --- | -0.1053 | OK | 1.72 | 22.45% |  | 20062.08
509 | Traffic Control Lights | 135 | 33 | 3.31 | 3.0783 | 66 | 26136 | 2621.52 |  | 0.045 | 1.485 |  | 33 | 3.0783 | --- | -0.23166 | OK | 3.81 | 23.77% |  | 3017.52
510 | Traffic Control Lights | 20 | 5 | 0.5 | 0.4649 | 179 | 10740 | 1074 |  | 0.007 | 0.6265 |  | 5 | 0.4649 | --- | -0.0351 | OK | 0.56 | 20.46% |  | 1202.88
511 | Traffic Control Lights | 50 | 12 | 1.2 | 1.1158 |  | 0 | 0 |  | 0.017 | 0 |  | 12 | 1.1158 | --- | -0.08424 | OK | 1.39 | 24.58% |  | 0
512 | Traffic Control Lights | 75 | 18 | 1.81 | 1.6836 |  | 0 | 0 |  | 0.025 | 0 |  | 18 | 1.6836 | --- | -0.12636 | OK | 2.09 | 24.14% |  | 0
513 | Traffic Control Lights | 60 | 22 | 2.7 | 2.5456 | 4 | 1056 | 129.6 |  | 0.06 | 0.12 |  | 22 | 2.5456 | --- | -0.15444 | OK | 3.15 | 23.74% |  | 151.2
520 | 8" LED Red Traffic Light | 7 | 3 | 0.34 | 0.31894 |  | 0 | 0 |  | 0.007 | 0 |  | 3 | 0.31894 | --- | -0.02106 | OK | 0.39 | 22.28% |  | 0
521 | 8" LED Green Traffic Light | 7 | 2 | 0.26 | 0.24596 |  | 0 | 0 |  | 0.007 | 0 |  | 2 | 0.24596 | --- | -0.01404 | OK | 0.3 | 21.97% |  | 0
522 | 12" LED Red Traffic Light | 10 | 4 | 0.47 | 0.44192 |  | 0 | 0 |  | 0.01 | 0 |  | 4 | 0.44192 | --- | -0.02808 | OK | 0.56 | 26.72% |  | 0
523 | 12" LED Arrows Traffic Light | 10 | 2 | 0.31 | 0.29596 |  | 0 | 0 |  | 0.01 | 0 |  | 2 | 0.29596 | --- | -0.01404 | OK | 0.38 | 28.4% |  | 0
524 | 12" LED Green Traffic Light | 12 | 3 | 0.41 | 0.38894 |  | 0 | 0 |  | 0.012 | 0 |  | 3 | 0.38894 | --- | -0.02106 | OK | 0.49 | 25.98% |  | 0
525 | 8" LED Amber Traffic Light | 14 | 1 | 0.26 | 0.25298 |  | 0 | 0 |  | 0.015 | 0 |  | 1 | 0.25298 | --- | -0.00702 | OK | 0.3 | 18.59% |  | 0
526 | 12" LED Red Traffic Light | 20 | 9 | 1.03 | 0.96682 |  | 0 | 0 |  | 0.02 | 0 |  | 9 | 0.96682 | --- | -0.06318 | OK | 1.2 | 24.12% |  | 0
527 | 12" LED Amber Traffic Light | 22 | 2 | 0.43 | 0.41596 |  | 0 | 0 |  | 0.022 | 0 |  | 2 | 0.41596 | --- | -0.01404 | OK | 0.51 | 22.61% |  | 0
528 | Directional signal (Continuous) | 6 | 4 | 0.37 | 0.34192 |  | 0 | 0 |  | 0.006 | 0 |  | 4 | 0.34192 | --- | -0.02808 | OK | 0.42 | 22.84% |  | 0
530 | Non-Continuous LED TCS Light | 4.6 | 3 | 0.31 | 0.28894 | 5964 | 214704 | 22186.08 |  | 0.005 | 14.91 |  | 3 | 0.28894 | --- | -0.02106 | OK | 0.36 | 24.59% |  | 25764.48
531 | Continuous LED TCS Light | 7.5 | 5 | 0.53 | 0.4949 | 4461 | 267660 | 28371.96 |  | 0.008 | 35.688 | 35.688 | 5 | 0.4949 | --- | -0.0351 | OK | 0.61 | 23.26% |  | 32654.52
600 | Range Light - Continuous | 116 | 85 | 8.54 | 7.9433 | 53 | 54060 | 5431.44 |  | 0.116 | 6.148 | 6.148 | 85 | 7.9433 | --- | -0.5967 | OK | 9.8 | 23.37% |  | 6232.8
601 | Misc. Unmetered - Photocell "same as RC997" | 500 | 167 | 21.27 | 20.0977 | 5 | 10020 | 1276.2 |  | 0.5 | 2.5 |  | 167 | 20.0977 | --- | -1.1723 | OK | 24.83 | 23.55% |  | 1489.8
602 | Range Light - Continuous | 400 | 337 | 33.88 | 31.5143 | 6 | 24264 | 2439.36 |  | 0.462 | 2.772 | 2.772 | 337 | 31.5143 | --- | -2.3657 | OK | 38.93 | 23.53% |  | 2802.96
603 | Misc. Unmetered - Photocell | 100 | 33 | 4.22 | 3.9883 | 19 | 7524 | 962.16 |  | 0.1 | 1.9 |  | 33 | 3.9883 | --- | -0.23166 | OK | 4.93 | 23.61% |  | 1124.04
604 | Range Light - Photocell | 276 | 92 | 11.72 | 11.0742 | 8 | 8832 | 1125.12 |  | 0.276 | 2.208 |  | 92 | 11.0742 | --- | -0.64584 | OK | 13.67 | 23.44% |  | 1312.32
605 | Range Light (Continuous) | 10 | 34 | 3.25 | 3.25 | 1 | 408 | 39 |  | 0.01 | 0.01 | 0.01 | 34 | 3.25 | --- | --- | OK | 4.014 | 23.51% | Minimum Charge applied | 48.1676
606 | Misc. Small Loads Rate | 480 | 87 | 14.38 | 13.7693 |  | 0 | 0 |  | 0.48 | 0 |  | 87 | 13.7693 | --- | -0.61074 | OK | 17.02 | 23.61% |  | 0
607 | Misc Unmetered - Photocell | 4440 | 1480 | 188.68 | 178.2904 | 1 | 17760 | 2264.16 |  | 4.44 | 4.44 |  | 1480 | 178.2904 | --- | -10.3896 | OK | 220.19 | 23.5% |  | 2642.28
608 | Range Light - Photocell | 138 | 46 | 5.88 | 5.5571 |  | 0 | 0 |  | 0.138 | 0 |  | 46 | 5.5571 | --- | -0.32292 | OK | 6.86 | 23.45% |  | 0
609 | Range Light - Photocell | 175 | 58 | 7.41 | 7.0028 | 15 | 10440 | 1333.8 |  | 0.175 | 2.625 |  | 58 | 7.0028 | --- | -0.40716 | OK | 8.65 | 23.52% |  | 1557
610 | Range Light - Photocell | 244 | 81 | 10.35 | 9.7814 | 45 | 43740 | 5589 |  | 0.244 | 10.98 |  | 81 | 9.7814 | --- | -0.56862 | OK | 12.07 | 23.4% |  | 6517.8
700 | Police Telephones |  | 34 | 3.25 | 3.25 | 1 | 408 | 39 |  | 0.018 | 0.018 |  | 34 | 3.25 | --- | --- | OK | 4.014 | 23.51% | Minimum Charge applied | 48.1676
701 | Police Sirens 2 HP |  | 0 | 13.89 | 13.89 |  | 0 | 0 |  |  |  |  | 0 | 13.89 | --- | --- | OK | 17.16 | 23.54% |  | 0
702 | Police Sirens 3 HP |  | 0 | 20.56 | 20.56 | 2 | 0 | 493.44 |  |  |  |  | 0 | 20.56 | --- | --- | OK | 25.39 | 23.49% |  | 609.36
703 | Police Sirens 5 HP |  | 0 | 34.59 | 34.59 |  | 0 | 0 |  |  |  |  | 0 | 34.59 | --- | --- | OK | 42.72 | 23.5% |  | 0
704 | Police Sirens 1/4 HP |  | 0 | 3.25 | 3.25 |  | 0 | 0 |  |  | 0 |  | 0 | 3.25 | --- | --- | OK | 4.014 | 23.51% | Minimum Charge applied | 0
705 | Misc. Unmetered - Continuous | 60 | 44 | 4.53 | 4.2211 | 7 | 3696 | 380.52 |  | 0.06 | 0.42 | 0.42 | 44 | 4.2211 | --- | -0.30888 | OK | 5.59 | 32.43% |  | 469.56
801 | Cable Vision Power Supplies | 100 | 73 | 7.34 | 6.8275 | 8 | 7008 | 704.64 |  | 0.1 | 0.8 | 0.8 | 73 | 6.8275 | --- | -0.51246 | OK | 8.43 | 23.47% |  | 809.28
802 | Cable Vision Power Supplies | 150 | 110 | 11.04 | 10.2678 | 1 | 1320 | 132.48 |  | 0.15 | 0.15 | 0.15 | 110 | 10.2678 | --- | -0.7722 | OK | 12.7 | 23.69% |  | 152.4
803 | Cable Vision Power Supplies | 200 | 146 | 14.68 | 13.6551 | 13 | 22776 | 2290.08 |  | 0.2 | 2.6 | 2.6 | 146 | 13.6551 | --- | -1.0249 | OK | 16.87 | 23.54% |  | 2631.72
804 | Cable Vision Power Supplies | 250 | 183 | 18.38 | 17.0953 | 1 | 2196 | 220.56 |  | 0.25 | 0.25 | 0.25 | 183 | 17.0953 | --- | -1.2847 | OK | 21.13 | 23.6% |  | 253.56
805 | Cable Vision Power Supplies | 300 | 219 | 22.02 | 20.4826 | 6 | 15768 | 1585.44 |  | 0.3 | 1.8 | 1.8 | 219 | 20.4826 | --- | -1.5374 | OK | 25.29 | 23.47% |  | 1820.88
806 | Cable Vision Power Supplies | 350 | 256 | 25.74 | 23.9429 | 295 | 906240 | 91119.6 |  | 0.35 | 103.25 | 103.25 | 256 | 23.9429 | --- | -1.7971 | OK | 29.56 | 23.46% |  | 104642.4
807 | Cable Vision Power Supplies | 400 | 292 | 29.36 | 27.3102 | 5 | 17520 | 1761.6 |  | 0.4 | 2 | 2 | 292 | 27.3102 | --- | -2.0498 | OK | 33.73 | 23.51% |  | 2023.8
808 | Cable Vision Power Supplies | 450 | 329 | 33.07 | 30.7604 |  | 0 | 0 |  | 0.45 | 0 | 0 | 329 | 30.7604 | --- | -2.3096 | OK | 37.99 | 23.5% |  | 0
809 | Cable Vision Power Supplies | 500 | 365 | 36.7 | 34.1377 | 3 | 13140 | 1321.2 |  | 0.5 | 1.5 | 1.5 | 365 | 34.1377 | --- | -2.5623 | OK | 42.17 | 23.53% |  | 1518.12
810 | Cable Vision Power Supplies | 550 | 402 | 40.41 | 37.588 | 59 | 284616 | 28610.28 |  | 0.55 | 32.45 | 32.45 | 402 | 37.588 | --- | -2.822 | OK | 46.42 | 23.5% |  | 32865.36
811 | Cable Vision Power Supplies | 600 | 438 | 44.04 | 40.9652 | 2472 | 12992832 | 1306402.56 |  | 0.6 | 1483.2 | 1483.2 | 438 | 40.9652 | --- | -3.0748 | OK | 50.6 | 23.52% |  | 1500998.4
812 | Cable Vision Power Supplies | 650 | 475 | 47.74 | 44.4055 | 6 | 34200 | 3437.28 |  | 0.65 | 3.9 | 3.9 | 475 | 44.4055 | --- | -3.3345 | OK | 54.86 | 23.54% |  | 3949.92
813 | Cable Vision Power Supplies | 700 | 511 | 51.39 | 47.8028 |  | 0 | 0 |  | 0.7 | 0 | 0 | 511 | 47.8028 | --- | -3.5872 | OK | 59.03 | 23.49% |  | 0
820 | Weather Camera Station - DOT |  | 89 | 13.86 | 13.2352 | 39 | 41652 | 6486.48 |  | 0.42 | 16.38 | 16.38 | 89 | 13.2352 | --- | -0.62478 | OK | 16.36 | 23.61% |  | 7656.48
821 | HI-VOL Air Quality Monitor |  | 230 | 33.78 | 32.1654 | 3 | 8280 | 1216.08 |  | 0.96 | 2.88 | 2.88 | 230 | 32.1654 | --- | -1.6146 | OK | 39.73 | 23.52% |  | 1430.28
822 | 900W Misc. Unmetered - Reduced | 900 | 270 | 35.91 | 34.0146 | 1 | 3240 | 430.92 |  | 0.9 | 0.9 |  | 270 | 34.0146 | --- | -1.8954 | OK | 42 | 23.48% |  | 504
823 | 38.4W Misc. Unmetered - Continuous | 38.4 | 34 | 3.25 | 3.25 | 1 | 408 | 39 |  | 0.038 | 0.038 | 0.038 | 34 | 3.25 | --- | --- | OK | 4.014 | 23.51% | Minimum Charge applied | 48.1676
824 | Fire Pump - 75 HP |  | 0 | 13.89 | 13.89 | 1 | 0 | 166.68 |  | 0 | 0 |  | 0 | 13.89 | --- | --- | OK | 17.1551 | 23.51% | Fixed at Minimum Bill Charge | 205.8607
825 | 3248W U/G Surge Chamber - Reduced | 3248 | 401 | 75.08 | 72.265 | 1 | 4812 | 900.96 |  | 3.248 | 3.248 |  | 401 | 72.265 | --- | -2.815 | OK | 89.25 | 23.5% |  | 1071
826 | CN Video Surveillance Camera |  | 96 | 14.91 | 14.2361 |  | 0 | 0 |  | 0.45 | 0 | 0 | 96 | 14.2361 | --- | -0.67392 | OK | 17.59 | 23.56% |  | 0
827 | Remote Cabinet - Eastlink | 600 | 365 | 38.35 | 35.7877 | 3 | 13140 | 1380.6 |  | 0.6 | 1.8 | 1.8 | 365 | 35.7877 | --- | -2.5623 | OK | 44.21 | 23.53% |  | 1591.56
828 | U/G Valve Chamber - Reduced | 2400 | 244 | 50.18 | 48.4671 | 2 | 5856 | 1204.32 |  | 2.4 | 4.8 |  | 244 | 48.4671 | --- | -1.7129 | OK | 59.86 | 23.51% |  | 1436.64
829 | Vehicle Card Scanner | 4.4 | 34 | 3.25 | 3.25 |  | 0 | 0 |  | 0.004 | 0 |  | 34 | 3.25 | --- | --- | OK | 4.014 | 23.51% | Minimum Charge applied | 0
830 | 1HP Vehicle Card Scanner | 871 | 61 | 14.62 | 14.1918 | 1 | 732 | 175.44 |  | 0.871 | 0.871 |  | 61 | 14.1918 | --- | -0.42822 | OK | 17.51 | 23.38% |  | 210.12
831 | 3140W 216C & 800 Pwr. Cab. | 3140 | 1136 | 141.92 | 133.9453 |  | 0 | 0 |  | 3.231 | 0 | 0 | 1136 | 133.9453 | --- | -7.9747 | OK | 165.42 | 23.5% |  | 0
832 | Pictou - Town Clock | 103 | 82 | 8.28 | 7.7044 | 1 | 984 | 99.36 |  | 0.113 | 0.113 |  | 82 | 7.7044 | --- | -0.57564 | OK | 9.51 | 23.44% |  | 114.12
833 | Park & Pay Machine - Cont. | 35 | 34 | 3.25 | 3.25 |  | 0 | 0 |  | 0.035 | 0 |  | 34 | 3.25 | --- | --- | OK | 4.014 | 23.51% |  | 0
901 | Misc. Unmetered - Photocell | 2800 | 933 | 118.96 | 112.4103 | 4 | 44784 | 5710.08 |  | 2.8 | 11.2 |  | 933 | 112.4103 | --- | -6.5497 | OK | 138.84 | 23.51% |  | 6664.32
902 | Misc. Unmetered - Continuous | 192 | 140 | 14.06 | 13.0772 | 2 | 3360 | 337.44 |  | 0.192 | 0.384 | 0.384 | 140 | 13.0772 | --- | -0.9828 | OK | 16.15 | 23.5% |  | 387.6
903 | Misc. Unmetered - Photocell | 175 | 58 | 7.41 | 7.0028 | 4 | 2784 | 355.68 |  | 0.175 | 0.7 |  | 58 | 7.0028 | --- | -0.40716 | OK | 8.65 | 23.52% |  | 415.2
904 | Misc. Unmetered - Photocell | 250 | 83 | 10.59 | 10.0073 | 5 | 4980 | 635.4 |  | 0.25 | 1.25 |  | 83 | 10.0073 | --- | -0.58266 | OK | 12.37 | 23.61% |  | 742.2
905 | Misc. Unmetered - Continuous | 885 | 646 | 64.95 | 60.4151 | 1 | 7752 | 779.4 |  | 0.885 | 0.885 | 0.885 | 646 | 60.4151 | --- | -4.5349 | OK | 74.63 | 23.53% |  | 895.56
906 | Misc. Unmetered - 6 hrs / day | 768 | 140 | 23.1 | 22.1172 | 1 | 1680 | 277.2 |  | 0.768 | 0.768 |  | 140 | 22.1172 | --- | -0.9828 | OK | 27.33 | 23.57% |  | 327.96
907 | Misc. Unmetered - Photocell | 885 | 295 | 37.61 | 35.5391 |  | 0 | 0 |  | 0.885 | 0 |  | 295 | 35.5391 | --- | -2.0709 | OK | 43.89 | 23.5% |  | 0
908 | Misc. Unmetered - Photocell | 800 | 267 | 34.02 | 32.1457 | 4 | 12816 | 1632.96 |  | 0.8 | 3.2 |  | 267 | 32.1457 | --- | -1.8743 | OK | 39.7 | 23.5% |  | 1905.6
909 | Misc. Unmetered - 1 hr / day | 420 | 13 | 5.4 | 5.3087 | 1 | 156 | 64.8 |  | 0.42 | 0.42 |  | 13 | 5.3087 | --- | -0.09126 | OK | 6.55 | 23.38% |  | 78.6
910 | Misc. Unmetered - Continuous | 660 | 482 | 48.46 | 45.0764 | 2 | 11568 | 1163.04 |  | 0.66 | 1.32 | 1.32 | 482 | 45.0764 | --- | -3.3836 | OK | 55.67 | 23.5% |  | 1336.08
911 | Misc. Unmetered - Continuous | 75 | 55 | 5.53 | 5.1439 | 52 | 34320 | 3450.72 |  | 0.075 | 3.9 | 3.9 | 55 | 5.1439 | --- | -0.3861 | OK | 6.35 | 23.45% |  | 3962.4
912 | Misc. Unmetered - Capital & Maint. | 400 | 0 | 7.68 | 7.68 | 70 | 0 | 6451.2 | 6451.2 | 0 | 0 |  | 0 | 7.68 | --- | --- | OK | 7.5903 | -1.168% | Cap. & Maint. Chg. for 400W HPS Light | 0 | 6375.8822
913 | Misc. Unmetered - DO NOT USE | 33800 | 11267 | 1436.31 | 1357.2157 |  | 0 | 0 |  | 0 | 0 |  | 11267 | 1357.2157 | --- | -79.0943 | OK | 1676.26 | 23.51% |  | 0
914 | F48T12 Fluor - Photo | 40 | 34 | 3.25 | 3.25 | 41 | 16728 | 1599 |  | 0.048 | 1.968 |  | 34 | 3.25 | --- | --- | OK | 4.014 | 23.51% | Minimum Charge applied | 1974.8698
915 | F48T12 Fluor - Cont | 48 | 35 | 3.54 | 3.2943 | 8 | 3360 | 339.84 |  | 0.048 | 0.384 | 0.384 | 35 | 3.2943 | --- | -0.2457 | OK | 4.06 | 23.24% |  | 389.76
916 | F96T12VHO Fluorescent - Photocell | 215 | 72 | 9.17 | 8.6646 | 4 | 3456 | 440.16 |  | 0.215 | 0.86 |  | 72 | 8.6646 | --- | -0.50544 | OK | 10.69 | 23.38% |  | 513.12
917 | F96T12/HO Fluor - 6 hrs / day | 130 | 23 | 3.83 | 3.6685 | 4 | 1104 | 183.84 |  | 0.13 | 0.52 |  | 23 | 3.6685 | --- | -0.16146 | OK | 4.53 | 23.48% |  | 217.44
918 | F64T12HO Fluorescent - Photocell | 80 | 34 | 3.85 | 3.6113 | 51 | 20808 | 2356.2 |  | 0.09 | 4.59 |  | 34 | 3.6113 | --- | -0.23868 | OK | 4.46 | 23.5% | Manually Adjusted by 0.26% Rate Increase | 2729.52
919 | F96T12/HO Fluor - Photo | 130 | 43 | 5.5 | 5.1981 | 54 | 27864 | 3564 |  | 0.13 | 7.02 |  | 43 | 5.1981 | --- | -0.30186 | OK | 6.42 | 23.51% |  | 4160.16
920 | Misc. Unmetered - 8 hrs / day | 360 | 88 | 12.8 | 12.1822 |  | 0 | 0 |  | 0.36 | 0 |  | 88 | 12.1822 | --- | -0.61776 | OK | 15.05 | 23.54% |  | 0
921 | Misc. Unmetered - 6 hrs / day | 4582 | 830 | 137.27 | 131.4434 | 1 | 9960 | 1647.24 |  | 4.582 | 4.582 |  | 830 | 131.4434 | --- | -5.8266 | OK | 162.33 | 23.5% |  | 1947.96
922 | Misc. Unmetered - Photocell | 150 | 58 | 7.41 | 7.0028 |  | 0 | 0 |  | 0.174 | 0 |  | 58 | 7.0028 | --- | -0.40716 | OK | 8.64 | 23.38% |  | 0
923 | Misc. Unmetered - Photocell | 3510 | 1170 | 149.15 | 140.9366 | 3 | 42120 | 5369.4 |  | 3.51 | 10.53 |  | 1170 | 140.9366 | --- | -8.2134 | OK | 174.08 | 23.52% |  | 6266.88
924 | Misc. Unmetered - Photocell | 205 | 79 | 10.05 | 9.4954 | 2 | 1896 | 241.2 |  | 0.237 | 0.474 |  | 79 | 9.4954 | --- | -0.55458 | OK | 11.73 | 23.53% |  | 281.52
925 | Misc. Unmetered - Photocell | 2040 | 680 | 86.69 | 81.9164 |  | 0 | 0 |  | 2.04 | 0 |  | 680 | 81.9164 | --- | -4.7736 | OK | 101.17 | 23.5% |  | 0
926 | Misc. Unmetered - Photocell | 330 | 127 | 16.19 | 15.2985 | 2 | 3048 | 388.56 |  | 0.381 | 0.762 |  | 127 | 15.2985 | --- | -0.89154 | OK | 18.88 | 23.41% |  | 453.12
927 | Misc. Unmetered - Photocell | 2190 | 730 | 93.05 | 87.9254 |  | 0 | 0 |  | 2.19 | 0 |  | 730 | 87.9254 | --- | -5.1246 | OK | 108.6 | 23.51% |  | 0
928 | Misc. Unmetered - Photocell | 2850 | 950 | 121.11 | 114.441 |  | 0 | 0 |  | 2.85 | 0 |  | 950 | 114.441 | --- | -6.669 | OK | 141.34 | 23.5% |  | 0
929 | Misc. Unmetered - Continuous | 550 | 402 | 40.41 | 37.588 | 1 | 4824 | 484.92 |  | 0.55 | 0.55 | 0.55 | 402 | 37.588 | --- | -2.822 | OK | 46.42 | 23.5% |  | 557.04
930 | Misc. Unmetered - Photocell | 88 | 29 | 3.72 | 3.5164 | 20 | 6960 | 892.8 |  | 0.088 | 1.76 |  | 29 | 3.5164 | --- | -0.20358 | OK | 4.34 | 23.42% |  | 1041.6
931 | Misc. Unmetered - Flashing | 132 | 53 | 6.53 | 6.1579 | 4 | 2544 | 313.44 |  | 0.145 | 0.58 |  | 53 | 6.1579 | --- | -0.37206 | OK | 7.6 | 23.42% |  | 364.8
932 | Misc. Unmetered - Photocell | 180 | 69 | 8.78 | 8.2956 | 1 | 828 | 105.36 |  | 0.207 | 0.207 |  | 69 | 8.2956 | --- | -0.48438 | OK | 10.25 | 23.56% | Manually Adjusted by 0.26% Rate Increase | 123
933 | Misc. Unmetered - Continuous | 1000 | 730 | 73.4 | 68.2754 | 2 | 17520 | 1761.6 |  | 1 | 2 | 2 | 730 | 68.2754 | --- | -5.1246 | OK | 84.33 | 23.51% |  | 2023.92
934 | Misc. Unmetered - Continuous | 55 | 56 | 5.62 | 5.2269 |  | 0 | 0 |  | 0.077 | 0 |  | 56 | 5.2269 | --- | -0.39312 | OK | 6.46 | 23.59% |  | 0
935 | Misc. Unmetered - Photocell ( + Capital & Maint.) | 1000 | 367 | 46.77 | 44.1937 | 26 | 114504 | 14592.24 |  | 1.1 | 28.6 |  | 367 | 44.1937 | --- | -2.5763 | OK | 65.0146 | 47.11% | + Cap. & Maint. Chg. for 1000 HPS Light | 17028.96 | 3255.5993
936 | Misc. Unmetered - Capital & Maint. | 125 | 0 | 8.49 | 8.49 | 1 | 0 | 101.88 |  | 0.125 | 0.125 |  | 0 | 8.49 | --- | --- | OK | 8.6863 | 2.313% | Cap. & Maint. Chg. for 125W MV Light | 0 | 104.2361
937 | Misc. Unmetered - Photocell | 528 | 176 | 22.45 | 21.2145 | 9 | 19008 | 2424.6 | 2424.6 | 0.528 | 4.752 |  | 176 | 21.2145 | --- | -1.2355 | OK | 26.2 | 23.5% |  | 2829.6
938 | Misc. Unmetered - Photocell | 360 | 120 | 15.29 | 14.4476 | 1 | 1440 | 183.48 |  | 0.36 | 0.36 |  | 120 | 14.4476 | --- | -0.8424 | OK | 17.85 | 23.55% |  | 214.2
939 | Misc. Unmetered - Continuous | 150 | 110 | 11.04 | 10.2678 | 2 | 2640 | 264.96 |  | 0.15 | 0.3 | 0.3 | 110 | 10.2678 | --- | -0.7722 | OK | 12.7 | 23.69% |  | 304.8
940 | Misc. Unmetered - Photocell | 675 | 225 | 28.68 | 27.1005 | 6 | 16200 | 2064.96 |  | 0.675 | 4.05 |  | 225 | 27.1005 | --- | -1.5795 | OK | 33.48 | 23.54% |  | 2410.56
941 | Misc. Unmetered - Photocell | 7440 | 2480 | 316.16 | 298.7504 |  | 0 | 0 |  | 7.44 | 0 |  | 2480 | 298.7504 | --- | -17.4096 | OK | 368.97 | 23.5% |  | 0
942 | Misc. Unmetered - Photocell | 2200 | 733 | 93.47 | 88.3243 | 1 | 8796 | 1121.64 |  | 2.2 | 2.2 |  | 733 | 88.3243 | --- | -5.1457 | OK | 109.08 | 23.5% |  | 1308.96
943 | Misc. Unmetered - Photocell | 1290 | 430 | 54.83 | 51.8114 | 1 | 5160 | 657.96 |  | 1.29 | 1.29 |  | 430 | 51.8114 | --- | -3.0186 | OK | 63.97 | 23.47% |  | 767.64
944 | Misc. Unmetered - Continuous | 200 | 146 | 14.68 | 13.6551 | 14 | 24528 | 2466.24 |  | 0.2 | 2.8 | 2.8 | 146 | 13.6551 | --- | -1.0249 | OK | 16.87 | 23.54% |  | 2834.16
945 | Misc. Unmetered - 1hp Motor | 1380 | 34 | 3.25 | 3.25 | 2 | 816 | 78 |  | 1.38 | 2.76 |  | 34 | 3.25 | --- | --- | OK | 16.18 | 397.8% | Subject to 10% Billing Load Factor Cap | 388.32
946 | Misc. Unmetered - Photocell | 1800 | 660 | 84.13 | 79.4968 | 4 | 31680 | 4038.24 |  | 1.98 | 7.92 |  | 660 | 79.4968 | --- | -4.6332 | OK | 98.19 | 23.51% |  | 4713.12
947 | Misc. Unmetered - Flashing | 300 | 34 | 3.25 | 3.25 | 2 | 816 | 78 |  | 0.3 | 0.6 |  | 34 | 3.25 | --- | --- | OK | 4.014 | 23.51% | Minimum Charge applied | 96.3351
948 | Misc. Unmetered - Photocell | 1344 | 448 | 57.11 | 53.965 | 3 | 16128 | 2055.96 |  | 1.344 | 4.032 |  | 448 | 53.965 | --- | -3.145 | OK | 66.66 | 23.52% |  | 2399.76
949 | Misc. Unmetered - Photocell | 75 | 34 | 3.25 | 3.25 | 31 | 12648 | 1209 |  | 0.075 | 2.325 |  | 34 | 3.25 | --- | --- | OK | 4.014 | 23.51% | Minimum Charge applied | 1493.1942
950 | Misc. Unmetered - Continuous | 1440 | 1051 | 105.69 | 98.312 |  | 0 | 0 |  | 1.44 | 0 | 0 | 1051 | 98.312 | --- | -7.378 | OK | 121.42 | 23.5% |  | 0
951 | Misc. Unmetered - Photocell | 2000 | 667 | 85.01 | 80.3277 | 2 | 16008 | 2040.24 |  | 2 | 4 |  | 667 | 80.3277 | --- | -4.6823 | OK | 99.21 | 23.51% |  | 2381.04
952 | Misc. Unmetered - 1 hp | 1119 | 0 | 10.45 | 10.45 | 6 | 0 | 752.4 |  | 1.119 | 6.714 |  | 0 | 10.45 | --- | --- | OK | 12.91 | 23.54% |  | 929.52
953 | Misc. Unmetered - Continuous | 1548 | 1130 | 113.64 | 105.7074 | 2 | 27120 | 2727.36 |  | 1.548 | 3.096 | 3.096 | 1130 | 105.7074 | --- | -7.9326 | OK | 130.56 | 23.51% |  | 3133.44
954 | Misc. Unmetered - Capital & Maint. | 175 | 0 | 7.23 | 7.23 |  | 0 |  | 0 | 0.175 | 0 |  | 0 | 7.23 | --- | --- | OK | 7.2442 | 0.1968% | Cap. & Maint. Chg. for 175W MV Light |  | 0
955 | Misc. Unmetered - Capital & Maint. | 100 | 0 | 7.33 | 7.33 | 3 | 0 |  | 263.88 | 0.1 | 0.3 |  | 0 | 7.33 | --- | --- | OK | 7.3164 | -0.1852% | Cap. & Maint. Chg. for 100W HPS Light |  | 263.3912
956 | Misc. Unmetered - Continuous | 250 | 183 | 18.38 | 17.0953 | 29 | 63684 | 6396.24 |  | 0.25 | 7.25 | 7.25 | 183 | 17.0953 | --- | -1.2847 | OK | 21.13 | 23.6% |  | 7353.24
957 | Misc. Unmetered - Photocell | 90 | 33 | 4.21 | 3.9783 | 8 | 3168 | 404.16 |  | 0.099 | 0.792 |  | 33 | 3.9783 | --- | -0.23166 | OK | 4.92 | 23.67% | Manually Adjusted by 0.26% Rate Increase | 472.32
958 | Misc. Unmetered - Photocell | 850 | 283 | 36.1 | 34.1133 | 7 | 23772 | 3032.4 |  | 0.85 | 5.95 |  | 283 | 34.1133 | --- | -1.9867 | OK | 42.12 | 23.47% |  | 3538.08
959 | Misc. Unmetered - Photocell | 980 | 327 | 41.67 | 39.3745 | 1 | 3924 | 500.04 |  | 0.98 | 0.98 |  | 327 | 39.3745 | --- | -2.2955 | OK | 48.62 | 23.48% |  | 583.44
960 | Misc. Unmetered - Continuous | 2400 | 1752 | 176.17 | 163.871 | 1 | 21024 | 2114.04 |  | 2.4 | 2.4 | 2.4 | 1752 | 163.871 | --- | -12.299 | OK | 202.39 | 23.51% |  | 2428.68
961 | Misc. Unmetered - Continuous | 5 | 34 | 3.25 | 3.25 | 4 | 1632 | 156 |  | 0.005 | 0.02 | 0.02 | 34 | 3.25 | --- | --- | OK | 4.014 | 23.51% | Minimum Charge applied | 192.6702
962 | Misc. Unmetered - Dynamite Blaster | 100 | 0 | 3.25 | 3.25 |  | 0 | 0 |  | 0.1 | 0 |  | 0 | 3.25 | --- | --- | OK | 4.014 | 23.51% | Minimum Charge applied | 0
963 | Misc. Unmetered - Gas Pump 1/3 hp | 249 | 1 | 3.25 | 3.25 |  | 0 | 0 |  | 0.249 | 0 |  | 1 | 3.25 | --- | --- | OK | 4.014 | 23.51% | Minimum Charge applied | 0
964 | Misc. Unmetered - Photocell | 319 | 117 | 14.91 | 14.0887 | 21 | 29484 | 3757.32 |  | 0.351 | 7.371 |  | 117 | 14.0887 | --- | -0.82134 | OK | 17.4 | 23.5% | Manually Adjusted by 0.26% Rate Increase | 4384.8
965 | Misc. Unmetered - Photocell | 2420 | 807 | 102.86 | 97.1949 | 4 | 38736 | 4937.28 |  | 2.42 | 9.68 |  | 807 | 97.1949 | --- | -5.6651 | OK | 120.04 | 23.5% |  | 5761.92
966 | Misc. Unmetered - 30 hrs / week | 6500 | 845 | 156.89 | 150.9581 | 1 | 10140 | 1882.68 |  | 6.5 | 6.5 |  | 845 | 150.9581 | --- | -5.9319 | OK | 186.43 | 23.5% |  | 2237.16
967 | Misc. Unmetered - 528 hrs / month | 2500 | 1320 | 144.16 | 134.8936 |  | 0 | 0 |  | 2.5 | 0 |  | 1320 | 134.8936 | --- | -9.2664 | OK | 166.6 | 23.5% |  | 0
968 | Misc. Unmetered - Continuous | 473 | 345 | 37.72 | 35.2981 | 5 | 20700 | 2263.2 |  | 0.473 | 2.365 | 2.365 | 345 | 35.2981 | --- | -2.4219 | OK | 39.88 | 12.98% |  | 2392.8
969 | Misc. Unmetered - Photocell | 1488 | 496 | 63.25 | 59.7681 | 3 | 17856 | 2277 |  | 1.488 | 4.464 |  | 496 | 59.7681 | --- | -3.4819 | OK | 73.81 | 23.49% |  | 2657.16
970 | Misc. Unmetered - Photocell | 3200 | 1067 | 136.01 | 128.5197 | 2 | 25608 | 3264.24 |  | 3.2 | 6.4 |  | 1067 | 128.5197 | --- | -7.4903 | OK | 158.73 | 23.51% |  | 3809.52
971 | Misc. Unmetered - Photocell | 49 | 34 | 3.25 | 3.25 | 14 | 5712 | 546 |  | 0.049 | 0.686 |  | 34 | 3.25 | --- | --- | OK | 4.014 | 23.51% | Minimum Charge applied | 674.3458
972 | Misc. Unmetered - Continuous | 25 | 34 | 3.25 | 3.25 | 15 | 6120 | 585 |  | 0.025 | 0.375 | 0.375 | 34 | 3.25 | --- | --- | OK | 4.014 | 23.51% | Minimum Charge applied | 722.5133
973 | Misc. Unmetered - Photocell | 180 | 66 | 8.42 | 7.9567 | 17 | 13464 | 1717.68 |  | 0.198 | 3.366 |  | 66 | 7.9567 | --- | -0.46332 | OK | 9.84 | 23.67% | Manually Adjusted by 0.26% Rate Increase | 2007.36
974 | Misc. Unmetered - Photocell | 700 | 256 | 32.6 | 30.8029 |  | 0 | 0 |  | 0.767 | 0 |  | 256 | 30.8029 | --- | -1.7971 | OK | 38.04 | 23.49% | Manually Adjusted by 0.26% Rate Increase | 0
975 | Misc. Unmetered - Photocell | 324 | 108 | 13.78 | 13.0218 | 22 | 28512 | 3637.92 |  | 0.324 | 7.128 |  | 108 | 13.0218 | --- | -0.75816 | OK | 16.08 | 23.48% |  | 4245.12
976 | Misc. Unmetered - 152 hrs / month | 300 | 46 | 8.03 | 7.7071 | 10 | 5520 | 963.6 |  | 0.3 | 3 |  | 46 | 7.7071 | --- | -0.32292 | OK | 9.53 | 23.65% |  | 1143.6
977 | Misc. Unmetered - Continuous | 50 | 37 | 3.71 | 3.4503 | 6 | 2664 | 267.12 |  | 0.05 | 0.3 | 0.3 | 37 | 3.4503 | --- | -0.25974 | OK | 4.26 | 23.47% |  | 306.72
978 | Misc. Unmetered - 195 hrs / month | 648 | 126 | 20.39 | 19.5055 |  | 0 | 0 |  | 0.648 | 0 |  | 126 | 19.5055 | --- | -0.88452 | OK | 24.09 | 23.5% |  | 0
979 | Misc. Unmetered - Photocell | 1100 | 367 | 46.77 | 44.1937 | 3 | 13212 | 1683.72 |  | 1.1 | 3.3 |  | 367 | 44.1937 | --- | -2.5763 | OK | 54.58 | 23.5% |  | 1964.88
980 | Misc. Unmetered - Photocell | 2148 | 716 | 91.3 | 86.2737 | 2 | 17184 | 2191.2 |  | 2.148 | 4.296 |  | 716 | 86.2737 | --- | -5.0263 | OK | 106.55 | 23.5% |  | 2557.2
981 | Misc. Unmetered - Continuous | 216 | 158 | 15.87 | 14.7608 | 11 | 20856 | 2094.84 |  | 0.216 | 2.376 | 2.376 | 158 | 14.7608 | --- | -1.1092 | OK | 18.23 | 23.5% |  | 2406.36
982 | Misc. Unmetered - 7 hrs per day | 400 | 85 | 13.23 | 12.6333 | 25 | 25500 | 3969 |  | 0.4 | 10 |  | 85 | 12.6333 | --- | -0.5967 | OK | 15.6 | 23.48% |  | 4680
983 | Misc. Unmetered - Photocell | 420 | 140 | 17.84 | 16.8572 | 6 | 10080 | 1284.48 |  | 0.42 | 2.52 |  | 140 | 16.8572 | --- | -0.9828 | OK | 20.82 | 23.51% |  | 1499.04
984 | Misc. Unmetered - 56 hrs / month | 746 | 42 | 11.75 | 11.4552 |  | 0 | 0 |  | 0.746 | 0 |  | 42 | 11.4552 | --- | -0.29484 | OK | 14.14 | 23.44% | Manually Adjusted by 0.26% Rate Increase | 0
985 | Misc. Unmetered - Photocell | 1200 | 400 | 50.99 | 48.182 | 28 | 134400 | 17132.64 |  | 1.2 | 33.6 |  | 400 | 48.182 | --- | -2.808 | OK | 59.51 | 23.51% |  | 19995.36
986 | Misc. Unmetered - 3 hp | 2300 | 10 | 22.62 | 22.5498 | 17 | 2040 | 4614.48 |  | 2.3 | 39.1 |  | 10 | 22.5498 | --- | -0.0702 | OK | 27.85 | 23.5% |  | 5681.4
987 | Misc. Unmetered - Continuous | 1990 | 1453 | 146.1 | 135.8999 |  | 0 | 0 |  | 1.99 | 0 | 0 | 1453 | 135.8999 | --- | -10.2001 | OK | 167.85 | 23.51% |  | 0
988 | Misc. Unmetered - 152 hrs / month | 176 | 27 | 4.71 | 4.5205 | 1 | 324 | 56.52 |  | 0.176 | 0.176 |  | 27 | 4.5205 | --- | -0.18954 | OK | 5.59 | 23.66% |  | 67.08
989 | Misc. Unmetered - Photocell | 624 | 208 | 26.53 | 25.0698 | 3 | 7488 | 955.08 |  | 0.624 | 1.872 |  | 208 | 25.0698 | --- | -1.4602 | OK | 30.96 | 23.5% |  | 1114.56
990 | Misc. Unmetered - Photocell | 745 | 218 | 29.29 | 27.7596 | 3 | 7848 | 1054.44 |  | 0.745 | 2.235 |  | 218 | 27.7596 | --- | -1.5304 | OK | 34.28 | 23.49% |  | 1234.08
991 | Misc. Unmetered - Photocell | 5000 | 1667 | 212.49 | 200.7877 | 1 | 20004 | 2549.88 |  | 5 | 5 |  | 1667 | 200.7877 | --- | -11.7023 | OK | 247.99 | 23.51% |  | 2975.88
992 | Misc. Unmetered - Continuous | 100 | 73 | 7.34 | 6.8275 | 16 | 14016 | 1409.28 |  | 0.1 | 1.6 | 1.6 | 73 | 6.8275 | --- | -0.51246 | OK | 8.43 | 23.47% |  | 1618.56
993 | Misc. Unmetered - 198 hrs / month | 200 | 40 | 6.42 | 6.1392 | 6 | 2880 | 462.24 |  | 0.2 | 1.2 |  | 40 | 6.1392 | --- | -0.2808 | OK | 7.59 | 23.63% |  | 546.48
994 | Misc. Unmetered - Photocell | 1650 | 550 | 70.11 | 66.249 | 2 | 13200 | 1682.64 |  | 1.65 | 3.3 |  | 550 | 66.249 | --- | -3.861 | OK | 81.83 | 23.52% |  | 1963.92
995 | Misc. Unmetered - Continuous | 336 | 245 | 24.64 | 22.9201 | 92 | 270480 | 27202.56 |  | 0.336 | 30.912 | 30.912 | 245 | 22.9201 | --- | -1.7199 | OK | 28.31 | 23.52% |  | 31254.24
996 | Misc. Unmetered - Photocell | 336 | 112 | 14.28 | 13.4938 | 4 | 5376 | 685.44 |  | 0.336 | 1.344 |  | 112 | 13.4938 | --- | -0.78624 | OK | 16.66 | 23.46% |  | 799.68
997 | Misc. Unmetered - Photocell | 500 | 167 | 21.27 | 20.0977 | 11 | 22044 | 2807.64 |  | 0.5 | 5.5 |  | 167 | 20.0977 | --- | -1.1723 | OK | 24.83 | 23.55% |  | 3277.56
998 | Misc. Unmetered - DMS IU Pwr. Cabinet | 764 | 654 | 65.76 | 61.1689 | 215 | 1687320 | 169660.8 |  | 0.896 | 192.64 | 192.64 | 654 | 61.1689 | --- | -4.5911 | OK | 75.54 | 23.49% | Manually Adjusted by 0.26% Rate Increase | 194893.2
999 | Misc. Unmetered - Continuous | 144 | 105 | 10.57 | 9.8329 | 9 | 11340 | 1141.56 |  | 0.144 | 1.296 | 1.296 | 105 | 9.8329 | --- | -0.7371 | OK | 12.15 | 23.56% |  | 1312.2
1000 | HIS Decorative Light - Photocell | 86 | 39 | 4.95 | 4.6762 | 20 | 9360 | 1188 |  | 0.117 | 2.34 |  | 39 | 4.6762 | --- | -0.27378 | OK | 5.78 | 23.6% |  | 1387.2
1001 | HIS Sign - Photocell | 720 | 657 | 66.06 | 61.4479 |  | 0 | 0 |  | 0.9 | 0 |  | 657 | 61.4479 | --- | -4.6121 | OK | 75.89 | 23.5% |  | 0
1002 | Sign - Continuous | 1104 | 4087 | 520.26 | 491.5693 | 1 | 49044 | 6243.12 |  | 12.214 | 12.214 | 12.214 | 4087 | 491.5693 | --- | -28.6907 | OK | 607.1 | 23.5% |  | 7285.2
1003 | Misc. Unmetered Fluor - Photo | 825 | 330 | 42.08 | 39.7634 | 3 | 11880 | 1514.88 |  | 0.99 | 2.97 |  | 330 | 39.7634 | --- | -2.3166 | OK | 49.1 | 23.48% |  | 1767.6
1004 | Misc Unmetered - Photocell | 720 | 264 | 33.64 | 31.7867 | 3 | 9504 | 1211.04 |  | 0.792 | 2.376 |  | 264 | 31.7867 | --- | -1.8533 | OK | 39.26 | 23.51% |  | 1413.36
1005 | Misc Unmetered - Photocell | 680 | 249 | 31.78 | 30.032 | 2 | 5976 | 762.72 |  | 0.748 | 1.496 |  | 249 | 30.032 | --- | -1.748 | OK | 37.09 | 23.5% |  | 890.16
1006 | Misc Unmetered - Photocell | 700 | 256 | 32.66 | 30.8629 | 1 | 3072 | 391.92 |  | 0.769 | 0.769 |  | 256 | 30.8629 | --- | -1.7971 | OK | 38.11 | 23.48% |  | 457.32
1007 | Misc Unmetered - Photocell | 690 | 260 | 33.15 | 31.3248 |  | 0 | 0 |  | 0.781 | 0 |  | 260 | 31.3248 | --- | -1.8252 | OK | 38.7 | 23.54% |  | 0
1008 | Misc Unmetered - Min. Energy | 550 | 3 | 5.99 | 5.9689 |  | 0 | 0 |  | 0.605 | 0 |  | 3 | 5.9689 | --- | -0.02106 | OK | 7.38 | 23.64% |  | 0
1009 | Misc Unmetered - Photocell | 200 | 3 | 8.83 | 8.8089 | 7 | 252 | 741.72 |  | 0.22 | 1.54 |  | 3 | 8.8089 | --- | -0.02106 | OK | 10.88 | 23.51% |  | 913.92
1010 | DSLAM Power Cabinet | 603 | 380 | 41.09 | 38.4224 | 116 | 528960 | 57197.28 |  | 0.693 | 80.388 | 80.388 | 380 | 38.4224 | --- | -2.6676 | OK | 47.44 | 23.47% |  | 66036.48
1011 | Misc Unmetered - Flashing | 70 | 34 | 3.49 | 3.2513 | 1 | 408 | 41.88 |  | 0.035 | 0.035 |  | 34 | 3.2513 | --- | -0.23868 | OK | 4.014 | 23.46% | Minimum Charge applied | 48.1676
1012 | Misc Unmetered - Photocell | 408 | 150 | 19.1 | 18.047 | 1 | 1800 | 229.2 |  | 0.449 | 0.449 |  | 150 | 18.047 | --- | -1.053 | OK | 22.3 | 23.57% |  | 267.6
1013 | Misc Unmetered - Photocell | 395 | 145 | 18.48 | 17.4621 | 1 | 1740 | 221.76 |  | 0.435 | 0.435 |  | 145 | 17.4621 | --- | -1.0179 | OK | 21.57 | 23.52% |  | 258.84
1014 | Misc Unmetered - Seasonal | 180 | 66 | 8.42 | 7.9567 |  | 0 | 0 |  | 0.198 | 0 |  | 66 | 7.9567 | --- | -0.46332 | OK | 9.84 | 23.67% |  | 0
1015 | Misc Unmetered - Photocell | 2844 | 2505 | 319.35 | 301.7649 | 1 | 30060 | 3832.2 |  | 7.515 | 7.515 |  | 2505 | 301.7649 | --- | -17.5851 | OK | 372.68 | 23.5% |  | 4472.16
1016 | Misc Unmetered - Photocell | 875 | 375 | 47.8 | 45.1675 |  | 0 | 0 |  | 1.124 | 0 |  | 375 | 45.1675 | --- | -2.6325 | OK | 55.79 | 23.52% |  | 0
1017 | Misc Unmetered - Photocell | 100 | 37 | 4.7 | 4.4403 | 17 | 7548 | 958.8 |  | 0.11 | 1.87 |  | 37 | 4.4403 | --- | -0.25974 | OK | 5.48 | 23.42% |  | 1117.92
1018 | Misc Unmetered - 12 hrs/day | 330 | 120 | 14.8 | 13.9576 | 1 | 1440 | 177.6 |  | 0.33 | 0.33 |  | 120 | 13.9576 | --- | -0.8424 | OK | 17.25 | 23.59% |  | 207
1019 | Misc Unmetered - Continuous | 228 | 183 | 18.39 | 17.1053 | 1 | 2196 | 220.68 |  | 0.251 | 0.251 | 0.251 | 183 | 17.1053 | --- | -1.2847 | OK | 21.14 | 23.59% |  | 253.68
1020 | Misc Unmetered - Photocell | 320 | 117 | 14.92 | 14.0987 | 1 | 1404 | 179.04 |  | 0.352 | 0.352 |  | 117 | 14.0987 | --- | -0.82134 | OK | 17.41 | 23.49% |  | 208.92
1021 | Misc Unmetered - Photocell | 1955 | 652 | 83.11 | 78.533 | 1 | 7824 | 997.32 |  | 1.955 | 1.955 |  | 652 | 78.533 | --- | -4.577 | OK | 96.98 | 23.49% |  | 1163.76
1022 | Misc Unmetered - Photocell | 75 | 30 | 3.82 | 3.6094 | 1 | 360 | 45.84 |  | 0.09 | 0.09 |  | 30 | 3.6094 | --- | -0.2106 | OK | 4.46 | 23.57% |  | 53.52
1023 | Misc Unmetered - Photocell | 1640 | 546 | 69.64 | 65.8071 | 2 | 13104 | 1671.36 |  | 1.64 | 3.28 |  | 546 | 65.8071 | --- | -3.8329 | OK | 81.27 | 23.5% |  | 1950.48
1024 | Misc Unmetered - Photocell | 390 | 143 | 18.24 | 17.2361 | 2 | 3432 | 437.76 |  | 0.429 | 0.858 |  | 143 | 17.2361 | --- | -1.0039 | OK | 21.28 | 23.46% |  | 510.72
1025 | Misc Unmetered - Photocell | 300 | 110 | 14.02 | 13.2478 | 2 | 2640 | 336.48 |  | 0.33 | 0.66 |  | 110 | 13.2478 | --- | -0.7722 | OK | 16.37 | 23.57% |  | 392.88
1026 | Misc Unmetered - Photocell | 440 | 161 | 20.55 | 19.4198 | 4 | 7728 | 986.4 |  | 0.484 | 1.936 |  | 161 | 19.4198 | --- | -1.1302 | OK | 23.98 | 23.48% |  | 1151.04
1027 | Misc Unmetered - Flashing | 210 | 42 | 6.94 | 6.6452 | 1 | 504 | 83.28 |  | 0.231 | 0.231 |  | 42 | 6.6452 | --- | -0.29484 | OK | 8.2 | 23.4% |  | 98.4
1028 | Misc. Unmetered - Photocell | 840 | 308 | 39.27 | 37.1078 | 2 | 7392 | 942.48 |  | 0.924 | 1.848 |  | 308 | 37.1078 | --- | -2.1622 | OK | 45.83 | 23.5% |  | 1099.92
1029 | Misc Unmetered - Flashing | 80 | 34 | 3.25 | 3.25 |  | 0 | 0 |  | 0.088 | 0 |  | 34 | 3.25 | --- | --- | OK | 4.014 | 23.51% | Minimum Charge applied | 0
1030 | Misc. Unmetered - Photocell | 1032 | 378 | 48.2 | 45.5464 | 1 | 4536 | 578.4 |  | 1.135 | 1.135 |  | 378 | 45.5464 | --- | -2.6536 | OK | 56.25 | 23.5% |  | 675
1031 | Misc. Unmetered - Photocell | 516 | 189 | 24.13 | 22.8032 | 1 | 2268 | 289.56 |  | 0.568 | 0.568 |  | 189 | 22.8032 | --- | -1.3268 | OK | 28.16 | 23.49% |  | 337.92
1032 | Misc. Unmetered - Continuous | 216 | 173 | 17.42 | 16.2055 | 1 | 2076 | 209.04 |  | 0.238 | 0.238 | 0.238 | 173 | 16.2055 | --- | -1.2145 | OK | 20.02 | 23.54% |  | 240.24
1033 | Misc. Unmetered - Photocell | 375 | 138 | 17.58 | 16.6112 | 1 | 1656 | 210.96 |  | 0.413 | 0.413 |  | 138 | 16.6112 | --- | -0.96876 | OK | 20.53 | 23.59% |  | 246.36
1034 | Misc. Unmetered - Photocell | 560 | 205 | 26.14 | 24.7009 | 4 | 9840 | 1254.72 |  | 0.616 | 2.464 |  | 205 | 24.7009 | --- | -1.4391 | OK | 30.51 | 23.52% |  | 1464.48
1035 | Misc. Unmetered - 12hr/day | 350 | 128 | 15.76 | 14.8614 |  | 0 | 0 |  | 0.35 | 0 |  | 128 | 14.8614 | --- | -0.89856 | OK | 18.35 | 23.47% |  | 0
1036 | Misc. Unmetered - Photocell | 300 | 115 | 14.65 | 13.8427 |  | 0 | 0 |  | 0.344 | 0 |  | 115 | 13.8427 | --- | -0.8073 | OK | 17.1 | 23.53% |  | 0
1037 | Misc. Unmetered - Photocell | 585 | 260 | 33.14 | 31.3148 |  | 0 | 0 |  | 0.78 | 0 |  | 260 | 31.3148 | --- | -1.8252 | OK | 38.69 | 23.55% |  | 0
1038 | Misc. Unmetered - Photocell | 360 | 133 | 16.97 | 16.0363 | 1 | 1596 | 203.64 |  | 0.4 | 0.4 |  | 133 | 16.0363 | --- | -0.93366 | OK | 19.8 | 23.47% |  | 237.6
1039 | Misc. Unmetered - Photocell | 672 | 267 | 34.02 | 32.1457 | 1 | 3204 | 408.24 |  | 0.8 | 0.8 |  | 267 | 32.1457 | --- | -1.8743 | OK | 39.7 | 23.5% |  | 476.4
1040 | Misc. Unmetered - Photocell | 140 | 56 | 7.15 | 6.7569 | 1 | 672 | 85.8 |  | 0.168 | 0.168 |  | 56 | 6.7569 | --- | -0.39312 | OK | 8.35 | 23.58% |  | 100.2
1041 | Misc. Unmetered - Continuous | 570 | 458 | 46.04 | 42.8248 | 7 | 38472 | 3867.36 |  | 0.627 | 4.389 | 4.389 | 458 | 42.8248 | --- | -3.2152 | OK | 52.88 | 23.48% |  | 4441.92
1042 | Misc. Unmetered - Photocell | 1320 | 461 | 58.75 | 55.5138 |  | 0 | 0 |  | 1.382 | 0 |  | 461 | 55.5138 | --- | -3.2362 | OK | 68.55 | 23.48% |  | 0
1043 | Misc. Unmetered - Photocell | 1300 | 586 | 74.67 | 70.5563 | 1 | 7032 | 896.04 |  | 1.757 | 1.757 |  | 586 | 70.5563 | --- | -4.1137 | OK | 87.15 | 23.52% |  | 1045.8
1044 | Misc. Unmetered - Photocell | 340 | 123 | 15.69 | 14.8265 | 1 | 1476 | 188.28 |  | 0.37 | 0.37 |  | 123 | 14.8265 | --- | -0.86346 | OK | 18.32 | 23.56% |  | 219.84
1045 | Misc. Unmetered - Photocell | 720 | 275 | 35.05 | 33.1195 | 1 | 3300 | 420.6 |  | 0.824 | 0.824 |  | 275 | 33.1195 | --- | -1.9305 | OK | 40.89 | 23.46% |  | 490.68
1046 | Misc. Unmetered - Photocell | 360 | 137 | 17.47 | 16.5083 | 1 | 1644 | 209.64 |  | 0.412 | 0.412 |  | 137 | 16.5083 | --- | -0.96174 | OK | 20.39 | 23.51% |  | 244.68
1047 | 250 & 400 M/A Light ( Maint. & Cap. Only) | 0 | 0 | 15.6 | 15.6 | 6 | 0 | 1123.2 | 1123.2 | 0 | 0 |  | 0 | 15.6 | --- | --- | OK | 15.6896 | 0.5746% | Cap. & Maint. Chg. for 250W M/A Light | 1129.6542 | 1129.6542
1048 | Misc. Unmetered - Photocell | 320 | 119 | 15.15 | 14.3146 |  | 0 | 0 |  | 0.357 | 0 |  | 119 | 14.3146 | --- | -0.83538 | OK | 17.69 | 23.58% |  | 0
1049 | Misc. Unmetered - Photocell | 150 | 60 | 7.64 | 7.2188 | 1 | 720 | 91.68 |  | 0.18 | 0.18 |  | 60 | 7.2188 | --- | -0.4212 | OK | 8.93 | 23.7% |  | 107.16
1050 | Misc. Unmetered - Continuous | 400 | 321 | 32.28 | 30.0266 | 2 | 7704 | 774.72 |  | 0.44 | 0.88 | 0.88 | 321 | 30.0266 | --- | -2.2534 | OK | 37.1 | 23.56% |  | 890.4
1051 | Misc. Unmetered - Photocell | 1435 | 574 | 73.17 | 69.1405 | 1 | 6888 | 878.04 |  | 1.722 | 1.722 |  | 574 | 69.1405 | --- | -4.0295 | OK | 85.39 | 23.5% |  | 1024.68
1052 | Misc. Unmetered - Continuous | 180 | 160 | 16.1 | 14.9768 |  | 0 | 0 |  | 0.219 | 0 | 0 | 160 | 14.9768 | --- | -1.1232 | OK | 18.49 | 23.46% |  | 0
1054 | Misc. Unmetered - Photocell | 4725 | 1818 | 231.77 | 219.0076 | 1 | 21816 | 2781.24 |  | 5.454 | 5.454 |  | 1818 | 219.0076 | --- | -12.7624 | OK | 270.48 | 23.5% |  | 3245.76
1055 | Misc. Unmetered - Continuous | 90 | 66 | 6.62 | 6.1567 | 1 | 792 | 79.44 |  | 0.09 | 0.09 | 0.09 | 66 | 6.1567 | --- | -0.46332 | OK | 7.61 | 23.61% |  | 91.32
1056 | Misc. Unmetered - Photocell | 4608 | 1536 | 195.83 | 185.0473 | 1 | 18432 | 2349.96 |  | 4.608 | 4.608 |  | 1536 | 185.0473 | --- | -10.7827 | OK | 228.54 | 23.5% |  | 2742.48
1057 | Misc. Unmetered - Photocell | 1260 | 436 | 55.59 | 52.5293 | 1 | 5232 | 667.08 |  | 1.308 | 1.308 |  | 436 | 52.5293 | --- | -3.0607 | OK | 64.89 | 23.53% |  | 778.68
1058 | Misc. Unmetered - Photocell | 3432 | 1144 | 145.82 | 137.7891 | 1 | 13728 | 1749.84 |  | 3.432 | 3.432 |  | 1144 | 137.7891 | --- | -8.0309 | OK | 170.19 | 23.51% |  | 2042.28
1059 | Misc. Unmetered - Photocell | 660 | 252 | 32.12 | 30.351 | 1 | 3024 | 385.44 |  | 0.756 | 0.756 |  | 252 | 30.351 | --- | -1.769 | OK | 37.49 | 23.52% |  | 449.88
1060 | Misc. Unmetered - Photocell | 320 | 124 | 15.79 | 14.9195 | 1 | 1488 | 189.48 |  | 0.372 | 0.372 |  | 124 | 14.9195 | --- | -0.87048 | OK | 18.43 | 23.53% |  | 221.16
1061 | Misc. Unmetered - Photocell | 950 | 385 | 49.08 | 46.3773 | 1 | 4620 | 588.96 |  | 1.155 | 1.155 |  | 385 | 46.3773 | --- | -2.7027 | OK | 57.28 | 23.51% |  | 687.36
1062 | Misc. Unmetered - Photocell | 228 | 99 | 12.6 | 11.905 | 1 | 1188 | 151.2 |  | 0.296 | 0.296 |  | 99 | 11.905 | --- | -0.69498 | OK | 14.7 | 23.48% |  | 176.4
1063 | Misc. Unmetered - Photocell | 510 | 200 | 25.49 | 24.086 | 1 | 2400 | 305.88 |  | 0.6 | 0.6 |  | 200 | 24.086 | --- | -1.404 | OK | 29.76 | 23.56% |  | 357.12
1064 | Misc. Unmetered - Photocell | 40 | 13 | 3.25 | 3.25 | 1 | 156 | 39 |  | 0.04 | 0.04 |  | 13 | 3.25 | --- | --- | OK | 4.014 | 23.51% |  | 48.1676
1065 | 440W Misc. Unmetered - Photocell | 440 | 180 | 22.94 | 22.94 |  | 0 | 0 |  | 0.04 | 0 |  | 180 | 22.94 | --- | --- | OK | 26.79 | 16.78% |  | 0
1066 | Misc. Unmetered - Photocell | 550 | 205 | 26.12 | 24.6809 | 1 | 2460 | 313.44 |  | 0.55 | 0.55 |  | 205 | 24.6809 | --- | -1.4391 | OK | 30.48 | 23.5% |  | 365.76
1067 | Misc. Unmetered - Photocell | 400 | 73 | 9.32 | 8.8075 | 1 | 876 | 111.84 |  | 0.4 | 0.4 |  | 73 | 8.8075 | --- | -0.51246 | OK | 10.88 | 23.53% |  | 130.56
1068 | Misc. Unmetered - Photocell | 880 | 336 | 42.84 | 40.4813 | 1 | 4032 | 514.08 |  | 0.88 | 0.88 |  | 336 | 40.4813 | --- | -2.3587 | OK | 50.01 | 23.54% |  | 600.12
1069 | Misc. Unmetered - Photocell | 5004 | 1668 | 212.64 | 200.9306 | 1 | 20016 | 2551.68 |  | 5.004 | 5.004 |  | 1668 | 200.9306 | --- | -11.7094 | OK | 248.17 | 23.51% |  | 2978.04
1070 | Misc. Unmetered - Photocell | 720 | 266 | 33.93 | 32.0627 | 1 | 3192 | 407.16 |  | 0.72 | 0.72 |  | 266 | 32.0627 | --- | -1.8673 | OK | 39.58 | 23.45% |  | 474.96
1071 | Misc. Unmetered - Photocell | 825 | 340 | 43.35 | 40.9632 | 1 | 4080 | 520.2 |  | 0.96 | 0.96 |  | 340 | 40.9632 | --- | -2.3868 | OK | 50.59 | 23.5% |  | 607.08
1072 | Misc. Unmetered - Photocell | 624 | 243 | 30.98 | 29.2741 | 1 | 2916 | 371.76 |  | 0.728 | 0.728 |  | 243 | 29.2741 | --- | -1.7059 | OK | 36.16 | 23.52% |  | 433.92
1073 | Misc. Unmetered - Photocell | 434 | 172 | 21.92 | 20.7126 | 1 | 2064 | 263.04 |  | 0.516 | 0.516 |  | 172 | 20.7126 | --- | -1.2074 | OK | 25.57 | 23.45% |  | 306.84
1075 | Misc. Unmetered - Photocell | 1320 | 480 | 61.19 | 57.8204 | 1 | 5760 | 734.28 |  | 1.44 | 1.44 |  | 480 | 57.8204 | --- | -3.3696 | OK | 71.42 | 23.52% |  | 857.04
1076 | Misc. Unmetered - Photocell | 590 | 226 | 28.77 | 27.1835 | 1 | 2712 | 345.24 |  | 0.676 | 0.676 |  | 226 | 27.1835 | --- | -1.5865 | OK | 33.57 | 23.49% |  | 402.84
1077 | Misc. Unmetered - Continuous | 700 | 561 | 56.42 | 52.4818 | 2 | 13464 | 1354.08 |  | 0.768 | 1.536 | 1.536 | 561 | 52.4818 | --- | -3.9382 | OK | 64.81 | 23.49% |  | 1555.44
1078 | Misc. Unmetered - Continuous | 1870 | 1679 | 168.83 | 157.0434 | 1 | 20148 | 2025.96 |  | 2.3 | 2.3 | 2.3 | 1679 | 157.0434 | --- | -11.7866 | OK | 193.97 | 23.51% |  | 2327.64
1079 | Misc. Unmetered - Photocell | 600 | 224 | 28.54 | 26.9675 | 1 | 2688 | 342.48 |  | 0.672 | 0.672 |  | 224 | 26.9675 | --- | -1.5725 | OK | 33.31 | 23.52% |  | 399.72
1080 | Misc. Unmetered - Photocell | 384 | 154 | 19.62 | 18.5389 |  | 0 | 0 |  | 0.462 | 0 |  | 154 | 18.5389 | --- | -1.0811 | OK | 22.9 | 23.52% |  | 0
1081 | Misc. Unmetered - Photocell | 102 | 37 | 4.71 | 4.4503 | 1 | 444 | 56.52 |  | 0.112 | 0.112 |  | 37 | 4.4503 | --- | -0.25974 | OK | 5.5 | 23.59% |  | 66
1082 | Misc. Unmetered - Photocell | 1320 | 504 | 64.23 | 60.6919 | 1 | 6048 | 770.76 |  | 1.512 | 1.512 |  | 504 | 60.6919 | --- | -3.5381 | OK | 74.97 | 23.53% |  | 899.64
1083 | Misc. Unmetered - Photocell | 450 | 165 | 21.03 | 19.8717 | 1 | 1980 | 252.36 |  | 0.495 | 0.495 |  | 165 | 19.8717 | --- | -1.1583 | OK | 24.55 | 23.54% |  | 294.6
1084 | Misc. Unmetered - Photocell | 162 | 59 | 7.54 | 7.1258 | 1 | 708 | 90.48 |  | 0.178 | 0.178 |  | 59 | 7.1258 | --- | -0.41418 | OK | 8.82 | 23.78% |  | 105.84
1085 | Misc. Unmetered - Photocell | 425 | 156 | 19.91 | 18.8149 |  | 0 | 0 |  | 0.468 | 0 |  | 156 | 18.8149 | --- | -1.0951 | OK | 23.22 | 23.41% |  | 0
1086 | Misc. Unmetered - Photocell | 720 | 264 | 33.64 | 31.7867 | 1 | 3168 | 403.68 |  | 0.792 | 0.792 |  | 264 | 31.7867 | --- | -1.8533 | OK | 39.26 | 23.51% |  | 471.12
1087 | Misc. Unmetered - Photocell | 1200 | 480 | 61.19 | 57.8204 | 1 | 5760 | 734.28 |  | 0.792 | 0.792 |  | 480 | 57.8204 | --- | -3.3696 | OK | 71.42 | 23.52% |  | 857.04
1088 | Misc. Unmetered - Photocell | 1800 | 684 | 87.18 | 82.3783 | 4 | 32832 | 4184.64 |  | 2.052 | 8.208 |  | 684 | 82.3783 | --- | -4.8017 | OK | 101.75 | 23.52% |  | 4884
1089 | Misc. Unmetered - Photocell | 1800 | 600 | 76.49 | 72.278 | 2 | 14400 | 1835.76 |  | 1.8 | 3.6 |  | 600 | 72.278 | --- | -4.212 | OK | 89.27 | 23.51% |  | 2142.48
1090 | Misc. Unmetered - Photocell | 792 | 264 | 33.64 | 31.7867 | 1 | 3168 | 403.68 |  | 0.792 | 0.792 |  | 264 | 31.7867 | --- | -1.8533 | OK | 39.26 | 23.51% |  | 471.12
1091 | Misc. Unmetered - Photocell | 1520 | 793 | 86.91 | 81.3431 | 1 | 9516 | 1042.92 |  | 1.52 | 1.52 |  | 1104 | 81.3431 | 311 | -5.5669 | 1104 | 100.44 | 23.48% |  | 1205.28
1092 | Misc. Unmetered - Photocell | 2400 | 58 | 29.01 | 28.6028 | 1 | 696 | 348.12 |  | 2.4 | 2.4 |  | 58 | 28.6028 | --- | -0.40716 | OK | 35.33 | 23.52% |  | 423.96
1093 | Misc. Unmetered - Photocell | 120 | 44 | 5.6 | 5.2911 | 1 | 528 | 67.2 |  | 0.132 | 0.132 |  | 44 | 5.2911 | --- | -0.30888 | OK | 6.53 | 23.41% |  | 78.36
1094 | Misc. Unmetered - Photocell | 385 | 128 | 22.58 | 21.6814 | 1 | 1536 | 270.96 |  | 0.385 | 0.385 |  | 128 | 21.6814 | --- | -0.89856 | OK | 26.79 | 23.56% |  | 321.48
393 | Misc. Unmetered - Photocell | 75 | 25 | 3.25 | 3.25 | 1 | 300 | 39 |  | 0.075 | 0.075 |  | 25 | 3.25 | --- | --- | OK | 4.014 | 23.51% |  | 48.1676
394 | Misc. Unmetered - Photocell | 900 | 657 | 66.06 | 61.4479 | 2 | 15768 | 55.07 |  | 0.9 | 1.8 |  | 657 | 61.4479 | --- | -4.6121 | OK | 75.89 | 23.5% |  | 1821.36
395 | Misc. Unmetered - Photocell | 137 | 47 | 5.91 | 5.5801 | 3 | 1692 | 212.76 |  | 0.137 | 0.411 |  | 47 | 5.5801 | --- | -0.32994 | OK | 6.89 | 23.48% |  | 248.04
396 | Misc. Unmetered - Photocell | 124 | 48 | 5.79 | 5.453 | 1 | 576 | 69.48 |  | 0.124 | 0.124 |  | 48 | 5.453 | --- | -0.33696 | OK | 6.75 | 23.78% |  | 81
397 | CN Rail - Switch at Parrsborro |  | 461 | 73.33 | 70.0938 | 1 | 5530 | 879.96 |  | 0 | 0 |  | 461 | 70.0938 | --- | -3.2362 | OK | 77.57 | 10.67% | Calculated using Small General tariff | 930.84
398 | CN Rail - Switch at Parrsborro |  | 519 | 80.55 | 76.9066 | 1 | 6223 | 966.6 |  | 0 | 0 |  | 519 | 76.9066 | --- | -3.6434 | OK | 85.28 | 10.89% | Calculated using Small General tariff | 1023.36
353 | Misc. Unmetered - Photocell | 1100 | 403 | 51.4 | 48.5709 | 1 | 4836 | 616.8 |  | 1.21 | 1.21 |  | 403 | 48.5709 | --- | -2.8291 | OK | 59.99 | 23.51% |  | 719.88
1095 | Misc. Unmetered - Photocell | 690 | 304 | 38.78 | 36.6459 | 1 | 3648 | 465.36 |  | 0.913 | 0.913 | 0.913 | 304 | 36.6459 | --- | -2.1341 | OK | 45.27 | 23.53% |  | 543.24
1096 | Misc. Unmetered - Photocell | 2165 | 866 | 110.4 | 104.3207 | 1 | 10392 | 1324.8 |  | 2.598 | 2.598 | 2.598 | 866 | 104.3207 | --- | -6.0793 | OK | 128.86 | 23.52% |  | 1546.32
1097 | Misc. Unmetered - Photocell | 300 | 115 | 14.65 | 13.8427 | 1 | 1380 | 175.8 |  | 0.344 | 0.344 |  | 115 | 13.8427 | --- | -0.8073 | OK | 17.1 | 23.53% |  | 205.2
1098 | Misc. Unmetered - Photocell | 375 | 132 | 16.83 | 15.9034 | 1 | 1584 | 201.96 |  | 0.396 | 0.396 |  | 132 | 15.9034 | --- | -0.92664 | OK | 19.63 | 23.43% |  | 235.56
1099 | Misc. Unmetered - Photocell | 0 | 3 | 13.91 | 13.8889 | 1 | 36 | 166.92 |  | 0 | 0 |  | 3 | 13.8889 | --- | -0.02106 | OK | 13.89 | 0.007632% | Fixed - Based on minimum charge | 166.68
1100 | Misc. Unmetered - Photocell | 500 | 100 | 16.05 | 15.348 | 1 | 1200 | 192.6 |  | 0.5 | 0.5 |  | 100 | 15.348 | --- | -0.702 | OK | 18.96 | 23.53% |  | 227.52
1101 | Misc. Unmetered - Continuous | 2486 | 1815 | 182.49 | 169.7487 |  | 0 | 0 |  | 2.486 | 0 | 0 | 1815 | 169.7487 | --- | -12.7413 | OK | 209.66 | 23.51% |  | 0
1103 | Misc. Unmetered - Photocell | 280 | 93 | 14.54 | 13.8871 | 1 | 1116 | 174.48 |  | 0.28 | 0.28 |  | 93 | 13.8871 | --- | -0.65286 | OK | 13.86 | -0.1954% |  | 166.32
1104 | Misc. Unmetered - Photocell | 1000 | 240 | 35.22 | 33.5352 | 1 | 2880 | 422.64 |  | 1 | 1 |  | 240 | 33.5352 | --- | -1.6848 | OK | 41.41 | 23.48% |  | 496.92
1105 | CN Railway Switch - Londonberry |  | 129 | 30.81 | 29.9044 | 1 | 1548 | 369.72 |  |  |  |  | 129 | 29.9044 | --- | -0.90558 | OK | 32.14 | 7.476% |  | 385.68
1106 | CN Railway Switch - Parrsboro |  | 5 | 13.36 | 13.3249 | 1 | 60 | 160.32 |  |  |  |  | 5 | 13.3249 | --- | -0.0351 | OK | 13.41 | 0.6387% |  | 160.92
1108 | 204W Misc Unmetered Continuous | 204 | 173 | 17.37 | 16.1555 | 1 | 2076 | 208.44 |  |  |  |  | 173 | 16.1555 | --- | -1.2145 | OK | 19.96 | 23.55%
1109 | 660W Misc Unmetered - Photocell | 660 | 248 | 31.62 | 29.879 | 1 | 2976 | 379.44 |  |  |  |  | 248 | 29.879 | --- | -1.741 | OK | 36.9 | 23.5%
1110 | 24W Misc Unmetered - Continuous | 24 | 18 | 13.89 | 13.7636 | 1 | 216 | 166.68 |  |  |  |  | 18 | 13.7636 | --- | -0.12636 | OK | 13.89 | 0.9181% |  | 166.68
1111 | 1560W Miscellnaeous Unmetered | 1560 | 663 | 77.42 | 72.7657 | 1 | 7956 | 929.04 |  |  |  |  | 663 | 72.7657 | --- | -4.6543 | OK | 89.89 | 23.53% |  | 1078.68
1113 | 1680W Misc Unmetered - Continuous | 1680 | 1382 | 138.98 | 129.2784 | 1 | 16584 | 1667.76 |  |  |  |  | 1382 | 129.2784 | --- | -9.7016 | OK | 159.67 | 23.51% |  | 1916.04
1114 | Misc Crosswalk 700W - Continuous | 700 | 562 | 56.52 | 52.5748 | 2 | 13488 | 1356.48 |  |  |  |  | 562 | 52.5748 | --- | -3.9452 | OK | 64.92 | 23.48% |  | 1558.08
1115 | Halifax Bridge Commission - Signage | 7500 | 5475 | 110.11 | 71.6755 | 5 | 328500 | 6606.6 |  |  |  |  | 1095 | 71.6755 | -4380 | -38.4345 | 1095 | 126.5 | 76.49% |  | 7590
1116 | Miscellaneous Unmetered 935W Photocell | 935 | 362 | 46.13 | 43.5888 | 1 | 4344 | 553.56 |  |  |  |  | 362 | 43.5888 | --- | -2.5412 | OK | 53.83 | 23.5% |  | 645.96
1117 | 1510W Miscellaneous Unmetered - Photocell | 1510 | 668 | 85.15 | 80.4606 | 1 | 8016 | 1021.8 |  |  |  |  | 668 | 80.4606 | --- | -4.6894 | OK | 99.36 | 23.49% |  | 1192.32
1118 | 40W Traffic Camera | 40 | 15 | 13.89 | 13.89 | 2 | 360 | 333.36 |  |  |  |  | 15 | 13.89 | --- | --- | OK | 13.89 | 0% |  | 333.36
1119 | Miscellaneous Sign - 3234W | 3234 | 202 | 53.19 | 51.772 |  | 0 | 0 |  |  |  |  | 202 | 51.772 | --- | -1.418 | OK | 63.94 | 23.5% |  | 0
1121 | Misc Unmetered - 180W Photocell | 180 | 66 | 8.42 | 7.9567 | 1 | 792 | 101.04 |  |  |  |  | 66 | 7.9567 | --- | -0.46332 | OK | 9.84 | 23.67% |  | 118.08
1122 | Misc Unmetered - 82W | 82 | 27 | 13.89 | 13.89 | 1 | 324 | 166.68 |  |  |  |  | 27 | 13.89 | --- | --- | OK | 17.1551 | 23.51% |  | 205.8607
1123 | 110W Misc Unmetered - Photocell | 110 | 37 | 4.7 | 4.4403 | 5 | 2220 | 282 |  |  |  |  | 37 | 4.4403 | --- | -0.25974 | OK | 5.48 | 23.42% |  | 328.8
1125 | 1200W Misc Unmetered Photocell | 1200 | 486 | 61.99 | 58.5783 | 1 | 5832 | 743.88 |  |  |  |  | 486 | 58.5783 | --- | -3.4117 | OK | 72.34 | 23.49% |  | 868.08
1126 | 440.5W Misc Unmtrd - Photocell | 440.5 | 179 | 22.8 | 21.5434 |  | 0 | 0 |  |  |  |  | 179 | 21.5434 | --- | -1.2566 | OK | 26.6 | 23.47% |  | 0
1127 | 2420W Misc Unmetered-Photocell | 2420 | 981 | 125.07 | 118.1834 | 1 | 11772 | 1500.84 |  |  |  |  | 981 | 118.1834 | --- | -6.8866 | OK | 145.96 | 23.5% |  | 1751.52
1128 | Misc Sign 860W - Photocell | 860 | 336 | 42.84 | 40.4813 | 1 | 4032 | 514.08 |  |  |  |  | 336 | 40.4813 | --- | -2.3587 | OK | 50.01 | 23.54% |  | 600.12
1129 | 4380W Misc Unmetered Photocell | 4380 | 1720 | 219.26 | 207.1856 | 1 | 20640 | 2631.12 |  |  |  |  | 1720 | 207.1856 | --- | -12.0744 | OK | 255.9 | 23.51% |  | 3070.8
1130 | 1530W Misc Unmetered Photocell | 1530 | 587 | 74.8 | 70.6793 | 1 | 7044 | 897.6 |  |  |  |  | 587 | 70.6793 | --- | -4.1207 | OK | 87.3 | 23.52% |  | 1047.6
1131 | Misc. Sign 425W Photocell | 425 | 163 | 20.78 | 19.6357 | 1 | 1956 | 249.36 |  |  |  |  | 163 | 19.6357 | --- | -1.1443 | OK | 24.26 | 23.55% |  | 291.12
1132 | Misc. Sign 240W - Photocell | 240 | 88 | 11.23 | 10.6122 |  | 0 | 0 |  |  |  |  | 88 | 10.6122 | --- | -0.61776 | OK | 13.11 | 23.54% |  | 0
1133 | Misc. Sign 1890W - Photocell | 1890 | 693 | 88.35 | 83.4851 | 1 | 8316 | 1060.2 |  |  |  |  | 693 | 83.4851 | --- | -4.8649 | OK | 103.11 | 23.51% |  | 1237.32
1134 | Misc. Sign 84 - Continous | 84 | 67 | 13.89 | 13.89 |  | 0 | 0 |  |  |  |  | 67 | 13.89 | --- | --- | OK | 17.1551 | 23.51% |  | 0
1135 | Misc Sign Unmetered - Photocell | 420 | 337 | 16.94 | 14.5743 | 1 | 4044 | 203.28 |  |  |  |  | 337 | 14.5743 | --- | -2.3657 | OK | 18 | 23.51% |  | 216
1136 | Misc Auto Port | 1362 | 106 | 22.48 | 21.7359 | 1 | 1272 | 269.76 |  |  |  |  | 106 | 21.7359 | --- | -0.74412 | OK | 26.86 | 23.57% |  | 322.32
1139 | Mis Flashing Detour Sign | 1440 | 1051 | 105.69 | 98.312 | 1 | 12612 | 1268.28 |  |  |  |  | 1051 | 98.312 | --- | -7.378 | OK | 121.42 | 23.5% |  | 1457.04
1140 | Misc LED Sign | 2040 | 1092 | 122.13 | 114.4642 | 1 | 13104 | 1465.56 |  |  |  |  | 1092 | 114.4642 | --- | -7.6658 | OK | 141.37 | 23.51% |  | 1696.44
1142 | 2316 Pylon Sign | 2316 | 1691 | 170.02 | 158.1492 | 1 | 20292 | 2040.24 |  |  |  |  | 1691 | 158.1492 | --- | -11.8708 | OK | 195.33 | 23.51% |  | 2343.96
1144 | 82w Individual Decorative Light | 82 | 27 | 3.26 | 3.26 | 54 | 17496 | 2112.48 |  |  |  |  | 27 | 3.26 | --- | --- | OK | 4.02 | 23.31% |  | 2604.96
1145 | 230W Misc LED Lights | 230 | 77 | 9.8 | 9.8 |  | 0 | 0 |  |  |  |  | 77 | 9.8 | --- | --- | OK | 11.43 | 16.63% |  | 0
1146 | 280W Business Sign | 280 | 204 | 19.09 | 19.09 |  | 0 | 0 |  |  |  |  | 158 | 19.09 | -46 | --- | 158 | 13.86 | -27.4% |  | 0
1149 | 1 - 129W LED Street Light | 129 | 4.83 | 5.22 | 5.22 |  | 0 | 0 |  |  |  |  | 43 | 5.22 | 38.17 | --- | 43 | 6.41 | 22.8% |  | 0
1150 | 200W Business Sign - Continuous | 200 | 186 | 13.89 | 13.89 | 1 | 2232 | 166.68 |  |  |  |  | 186 | 13.89 | --- | --- | OK | 17.1551 | 23.51% |  | 205.8607
1151 | 2400W Misc Lights | 2400 | 840 | 107.09 | 107.09 | 1 | 10080 | 1285.08 |  |  |  |  | 840 | 107.09 | --- | --- | OK | 124.98 | 16.71% |  | 1499.76
1152 | 8 - 250W High Pressure Sodium Lights - Photocell | 2000 | 813 | 103.66 | 103.66 | 1 | 9756 | 1243.92 |  |  |  |  | 813 | 103.66 | --- | --- | OK | 120.97 | 16.7% |  | 1451.64
1153 | 705 Msc Sign - Photocell | 705 | 271 | 34.57 | 34.57 | 1 | 3252 | 414.84 |  |  |  |  | 271 | 34.57 | --- | --- | OK | 40.35 | 16.72% |  | 484.2
1154 | 2 - 400W Meal Halide - Photocell | 800 | 293 | 56.05 | 56.05 | 1 | 3516 | 672.6 |  |  |  |  | 293 | 56.05 | --- | --- | OK | 56.7 | 1.16% |  | 680.4
1155 | 2 - 42W Misc Light | 84 | 5 | 3.25 | 3.25 | 1 | 60 | 39 |  |  |  |  | 5 | 3.25 | --- | --- | OK | 4.014 | 23.51% |  | 48.1676
1156 | 5 - 200W Metal Halide Lights | 1000 | 376 | 47.95 | 47.95 | 1 | 4512 | 575.4 |  |  |  |  | 376 | 47.95 | --- | --- | OK | 55.95 | 16.68% |  | 671.4
1157 | 4 - 15W Misc Sign | 60 | 23 | 3.25 | 3.25 | 1 | 276 | 39 |  |  |  |  | 23 | 3.25 | --- | --- | OK | 4.014 | 23.51% |  | 48.1676
1158 | 396W -Crosswalk Light | 396 | 148 | 18.9 | 18.9 | 1 | 1776 | 226.8 |  |  |  |  | 148 | 18.9 | --- | --- | OK | 22.05 | 16.67% |  | 264.6
1159 | 2 - 600W Flashing Detour | 1200 | 120 | 25.99 | 25.99 | 1 | 1440 | 311.88 |  |  |  |  | 120 | 25.99 | --- | --- | OK | 31.06 | 19.51% |  | 372.72
1161 | 660W Pylon Sign | 660 | 220 | 28.04 | 28.04 | 1 | 2640 | 336.48 |  |  |  |  | 220 | 28.04 | --- | --- | OK | 32.73 | 16.73% |  | 392.76
1162 | Misc Camera | 495 | 45 | 13.89 | 13.89 | 1 | 540 | 166.68 |  |  |  |  | 45 | 13.89 | --- | --- | OK | 17.1551 | 23.51% |  | 205.8607
1163 | 300W Metal Halide Sign | 300 | 95 | 12.54 | 12.54 | 1 | 1140 | 150.48 |  |  |  |  | 95 | 12.54 | --- | --- | OK | 14.67 | 16.99% |  | 176.04
1164 | 1188W Pylon Sign | 1188 | 479 | 61.03 | 61.03 | 1 | 5748 | 732.36 |  |  |  |  | 479 | 61.03 | --- | --- | OK | 71.25 | 16.75% |  | 855
1166 | Flow Meter | 17 | 12 | 3.25 | 3.25 | 1 | 144 | 39 |  |  |  |  | 12 | 3.25 | --- | --- | OK | 4.014 | 23.51% |  | 48.1676
1167 | Misc Wireless Camera Cont | 25 | 18 | 3.25 | 3.25 | 1 | 216 | 39 |  |  |  |  | 18 | 3.25 | --- | --- | OK | 4.014 | 23.51% |  | 48.1676
1168 | 38 - Induction Ligths | 3040 | 740 | 107.87 | 107.87 | 1 | 8880 | 1294.44 |  |  |  |  | 740 | 107.87 | --- | --- | OK | 126.82 | 17.57% |  | 1521.84
1169 | 1 - Power Fence | 12 | 9 | 3.25 | 3.25 | 1 | 108 | 39 |  |  |  |  | 9 | 3.25 | --- | --- | OK | 4.014 | 23.51% |  | 48.1676
1170 | 1 - 1920W Led Cont | 1920 | 1402 | 140.97 | 140.97 | 1 | 16824 | 1691.64 |  |  |  |  | 1402 | 140.97 | --- | --- | OK | 161.95 | 14.88% |  | 1943.4
1171 | 1 - 96W LED 168 Hrs | 96 | 1 | 3.25 | 3.25 | 1 | 12 | 39 |  |  |  |  | 1 | 3.25 | --- | --- | OK | 4.014 | 23.51% |  | 48.1676
1172 | 4858W Pylon Sign | 4858 | 2285 | 258.31 | 258.31 | 1 | 27420 | 3099.72 |  |  |  |  | 2285 | 258.31 | --- | --- | OK | 257.58 | -0.2826% |  | 3090.96
1173 | 12 - 12W LED Light | 144 | 48 | 6.13 | 6.13 | 1 | 576 | 73.56 |  |  |  |  | 48 | 6.13 | --- | --- | OK | 7.15 | 16.64% |  | 85.8
1174 | 1 - 768W Misc Sign | 768 | 308 | 39.27 | 39.27 | 1 | 3696 | 471.24 |  |  |  |  | 308 | 39.27 | --- | --- | OK | 45.83 | 16.7% |  | 549.96
1175 | 840W LED Decorative Lighting | 840 | 280 | 35.69 | 35.69 | 1 | 3360 | 428.28 |  |  |  |  | 280 | 35.69 | --- | --- | OK | 41.66 | 16.73% |  | 499.92
1177 | 1 - 1000W MA | 1000 | 162 | 28.48 | 28.48 | 1 | 1944 | 341.76 |  |  |  |  | 162 | 28.48 | --- | --- | OK | 33.77 | 18.57% |  | 405.24
1178 | 1-360W Light/Parking Meter | 360 | 274 | 27.54 | 27.54 | 1 | 3288 | 330.48 |  |  |  |  | 274 | 27.54 | --- | --- | OK | 31.64 | 14.89% |  | 379.68
IGNORE 1053, 1065, 1074, and 1087
Unaccounted for | [6 empty] | 0 | 0 | [12 empty] | 0
| TOTALS |  |  |  |  | 20710 | 24854873 | 2607349.19 | 17462.88 |  | 3326.0995 | 2387.874 | [8 empty] | 2994823.4501 | 19848.7723
RATE COUNT:
412 |  |  |  | PER MONTH = |  |  | 2071239.4167 | 218734.3392 | [12 empty] | 249568.6208
[7 empty] | 24854873 | 2607349.19

## 2013 Stlgt Rates (hidden)
"PROPOSED STREET & CROSSWALK LIGHTING RATES - EFFECTIVE JANUARY 1, 2013"
Rate Increase/(Decrease): |  | 23.51%
NOVA SCOTIA POWER INC.
STREET LIGHTING RATES - BY COST COMPONENT
|  | Rate | Number of |  | Power &
| Description | Code | Bulbs | kW.h / Month | Energy | Maintenance | Capital | Total
1) | Incandescent:
| 300 Watts and Less | 001 |  | 97 | 14.43 | 4.2452 | 3.6929 | 22.3682
| Greater than 300 Watts | 002 |  | 154 | 22.91 | 4.2452 | 3.7705 | 30.9257
| 300 Watts and Less | 003 |  | 97 | 14.43 | 0 | 0 | 14.43
2) | Mercury Vapour:
Full Charge Rate (Operating, Maintenance & Capital)
| 100 Watts | 100 |  | 43 | 6.4 | 4.2452 | 3.2167 | 13.862
| 125 Watts | 101 |  | 52 | 7.74 | 5.6603 | 3.026 | 16.4263
| 175 Watts | 102 |  | 69 | 10.27 | 4.2452 | 2.999 | 17.5142
| 250 Watts | 103 |  | 97 | 14.43 | 4.2452 | 3.6929 | 22.3682
| 400 Watts | 104 |  | 154 | 22.91 | 4.2452 | 3.7705 | 30.9257
| 700 Watts | 105 |  | 260 | 38.68 | 4.2452 | 4.9129 | 47.8381
| 1000 Watts | 106 |  | 363 | 54.01 | 4.2452 | 5.91 | 64.1652
| 250 Watts | 107 |  | 212 | 24.49 | 8.4905 | 3.6929 | 36.6734 | Continuous Operation
Operating & Maintenance Only
| 125 Watts | 201 |  | 52 | 7.74 | 5.6603 | 0 | 13.4003 | Operating & Maint. Only
| 175 Watts | 202 |  | 69 | 10.27 | 4.2452 | 0 | 14.5152 | Operating & Maint. Only
| 250 Watts | 203 |  | 97 | 14.43 | 4.2452 | 0 | 18.6752 | Operating & Maint. Only
| 400 Watts | 204 |  | 154 | 22.91 | 4.2452 | 0 | 27.1552 | Operating & Maint. Only
| 700 Watts | 205 |  | 260 | 38.68 | 4.2452 | 0 | 42.9252 | Operating & Maint. Only
| 1000 Watts | 206 |  | 363 | 54.01 | 4.2452 | 0 | 58.2552 | Operating & Maint. Only
Operating Only
| 125 Watts | 301 |  | 52 | 7.74 | 0 | 0 | 7.74
| 175 Watts | 302 |  | 69 | 10.27 | 0 | 0 | 10.27
| 250 Watts | 303 |  | 97 | 14.43 | 0 | 0 | 14.43
| 400 Watts | 304 |  | 154 | 22.91 | 0 | 0 | 22.91
| 700 Watts | 305 |  | 260 | 38.68 | 0 | 0 | 38.68
| 1000 Watts | 306 |  | 363 | 54.01 | 0 | 0 | 54.01
3) | Fluorescent:
Bulb Length
Full Charge Rate (Operating, Maintenance & Capital)
| 24" | 110 | 2 | 30 | 4.46 | 8.4905 | 2.4736 | 15.4241
| 48" | 111 | 2 | 85 | 12.65 | 8.4905 | 2.7188 | 23.8593
| 72" | 112 | 2 | 116 | 17.26 | 8.4905 | 3.1694 | 28.9199
| 72" | 113 | 4 | 222 | 33.03 | 8.4905 | 4.2765 | 45.797
| 96" | 114 | 1 | 47 | 6.99 | 8.4905 | 2.9892 | 18.4697
| 72" | 115 | 1 | 60 | 8.93 | 8.4905 | 2.6159 | 20.0364
| 48" | 116 | 4 | 166 | 24.7 | 8.4905 | 3.2675 | 36.458
Operating & Maintenance Only
| 72" | 213 | 4 | 222 | 33.03 | 8.4905 | 0 | 41.5205 | Operating & Maint. Only
| 96" | 214 | 1 | 47 | 6.99 | 8.4905 | 0 | 15.4805 | Operating & Maint. Only
| 72" | 215 | 1 | 60 | 8.93 | 8.4905 | 0 | 17.4205 | Operating & Maint. Only
| 48" | 216 | 4 | 166 | 24.7 | 8.4905 | 0 | 33.1905 | Operating & Maint. Only
| 48" | 217 | 1 | 49 | 7.29 | 8.4905 | 0 | 15.7805 | Operating & Maint. Only
| 48" | 218 | 2 | 85 | 12.65 | 8.4905 | 0 | 21.1405 | Operating & Maint. Only
Operating Only
| 35" | 330 | 4 | 47 | 6.99 | 0 | 0 | 6.99
4) | Fluorescent Crosswalk:
A) Continuous Burning - Operating Only
Bulb Length
| 72" | 117 | 4 | 486 | 56.15 | 0 | 0 | 56.15
| 24" | 118 | 2 | 66 | 7.62 | 0 | 0 | 7.62
| 48" | 119 | 4 | 364 | 42.05 | 0 | 0 | 42.05
| 96" | 120 | 2 | 254 | 29.34 | 0 | 0 | 29.34
| 96" | 150 | 4 | 613 | 70.82 | 0 | 0 | 70.82
B) Photocell Operation - Operating Only
Bulb Length
| 24" | 310 | 2 | 30 | 4.46 | 0 | 0 | 4.46
| 48" | 311 | 4 | 166 | 24.7 | 0 | 0 | 24.7
| 72" | 312 | 2 | 116 | 17.26 | 0 | 0 | 17.26
| 72" | 313 | 4 | 222 | 33.03 | 0 | 0 | 33.03
| 96" | 314 | 1 | 47 | 6.99 | 0 | 0 | 6.99
| 72" | 315 | 1 | 60 | 8.93 | 0 | 0 | 8.93
| 96" | 350 | 4 | 280 | 41.66 | 0 | 0 | 41.66
5) | Low Pressure Sodium:
Watts
Full Charge Rate (Operating, Maintenance & Capital)
| 135 | 130 |  | 60 | 8.93 | 12.7357 | 5.7196 | 27.3853
| 180 | 131 |  | 80 | 11.9 | 12.7357 | 8.2272 | 32.863
| 090 | 132 |  | 45 | 6.7 | 12.7357 | 5.7196 | 25.1553
Operating & Maintenance Only
| 180 | 231 |  | 80 | 11.9 | 12.7357 | 0 | 24.6357 | Operating & Maint. Only
Operating Only
| 180 | 331 |  | 80 | 11.9 | 0 | 0 | 11.9
6) | High Pressure Sodium:
Watts
Full Charge Rate (Operating, Maintenance & Capital)
| 250 | 121 |  | 100 | 14.88 | 4.2452 | 3.2331 | 22.3584
| 400 | 122 |  | 150 | 22.32 | 4.2452 | 3.3451 | 29.9103
| 070 | 123 |  | 32 | 4.76 | 4.2452 | 3.047 | 12.0523
| 100 | 124 |  | 45 | 6.7 | 4.2452 | 3.0712 | 14.0164
| 150 | 125 |  | 65 | 9.67 | 4.2452 | 3.2407 | 17.156
| 100 | 126 |  | 99 | 11.44 | 8.4905 | 3.0712 | 23.0017 | Continuous Operation
Operating & Maintenance Only
| 250 | 221 |  | 100 | 14.88 | 4.2452 | 0 | 19.1252 | Operating & Maint. Only
| 070 | 222 |  | 32 | 4.76 | 4.2452 | 0 | 9.0052 | Operating & Maint. Only
| 100 | 223 |  | 45 | 6.7 | 4.2452 | 0 | 10.9452 | Operating & Maint. Only
| 150 | 224 |  | 65 | 9.67 | 4.2452 | 0 | 13.9152 | Operating & Maint. Only
Operating Only
| 250 | 321 |  | 100 | 14.88 | 0 | 0 | 14.88
| 70 | 322 |  | 32 | 4.76 | 0 | 0 | 4.76
| 100 | 323 |  | 45 | 6.7 | 0 | 0 | 6.7
| 150 | 324 |  | 65 | 9.67 | 0 | 0 | 9.67
| 400 | 326 |  | 150 | 22.32 | 0 | 0 | 22.32
| 500 | 327 |  | 183 | 27.23 | 0 | 0 | 27.23
| 1000 | 328 |  | 363 | 54.01 | 0 | 0 | 54.01
| 1500 | 329
7) | Metallic Additive:
Watts
Full Charge Rate ( Operating, Maintenance & Capital)
| 0400 | 140 |  | 150 | 22.32 | 6.7924 | 3.8037 | 32.9161
| 1000 | 141 |  | 360 | 53.56 | 10.1886 | 5.501 | 69.2496
| 0250 | 142 |  | 100 | 14.88 | 10.1886 | 3.7464 | 28.815
| 0150 | 143 |  | 67 | 9.97 | 10.1886 | 3.7464 | 23.905
| 0100 | 144 |  | 50 | 7.44 | 10.1886 | 3.7464 | 21.375
Operating Only
| 1000 | 341 |  | 360 | 53.56 | 0 | 0 | 53.56
| 400 | 342 |  | 150 | 22.32 | 0 | 0 | 22.32
| 250 | 343 |  | 100 | 14.88 | 0 | 0 | 14.88
| 175 | 344 |  | 75 | 11.16 | 0 | 0 | 11.16
| 150 | 345 |  | 67 | 9.97 | 0 | 0 | 9.97
| 100 | 346 |  | 50 | 7.44 | 0 | 0 | 7.44
Maintenance and Capital Only
| 1000 | 441 |  | 0 | 0 | 10.1886 | 5.501 | 15.6896
8) | Light Emitting Diode (LED) Less than 30 Watts for Traffic Control Signals only:
Watts
| 4.6 | 530 |  | 3 | 0.36 | 0 | 0 | 0.36 | Non- Continuous
| 7.5 | 531 |  | 5 | 0.61 | 0 | 0 | 0.61 | Continuous
9) | Light Emitting Diode (LED) - Pilot Streelighting Project
Operating Only
Watts
| Lighting Emitting Diode 44 Watts | 532 |  | 15 | 2.23 | 0 | 0 | 2.23
| Lighting Emitting Diode 66 Watts | 533 |  | 22 | 3.27 | 0 | 0 | 3.27
| Lighting Emitting Diode 88 Watts | 534 |  | 29 | 4.31 | 0 | 0 | 4.31
| Lighting Emitting Diode 92 Watts | 535 |  | 31 | 4.61 | 0 | 0 | 4.61
| Lighting Emitting Diode 105 Watts | 536 |  | 35 | 5.21 | 0 | 0 | 5.21
| Lighting Emitting Diode 170 Watts | 537 |  | 57 | 8.48 | 0 | 0 | 8.48
| Lighting Emitting Diode 110 Watts | 539 |  | 37 | 5.5 | 0 | 0 | 5.5
| Lighting Emitting Diode 65 Watts | 540 |  | 22 | 3.27 | 0 | 0 | 3.27
| Lighting Emitting Diode 55 Watts | 541 |  | 18 | 2.68 | 0 | 0 | 2.68
| Lighting Emitting Diode 83 Watts | 542 |  | 28 | 4.17 | 0 | 0 | 4.17
(Power & Capital)
| LED Sat-48-44W | 615 |  | 15 | 2.23 | 0 | 9.8164 | 12.0464
| LED Sat-48-55W | 616 |  | 18 | 2.68 | 0 | 9.8164 | 12.4964
| LED Sat-48-74W | 617 |  | 25 | 3.72 | 0 | 9.8164 | 13.5364
| LED Sat-48-87W | 618 |  | 29 | 4.31 | 0 | 9.8164 | 14.1264
| LED Sat-72-65W | 619 |  | 22 | 3.27 | 0 | 9.8164 | 13.0864
| LED Sat-96-88W | 620 |  | 29 | 4.31 | 0 | 9.8164 | 14.1264
| LED Sat-96-110W | 621 |  | 37 | 5.5 | 0 | 9.8164 | 15.3164
| LED Sat-96-173W | 622 |  | 58 | 8.63 | 0 | 9.8164 | 18.4464
| RATE CODE 41 | Outdoor Recreational Lighting Tariff: |  |  | 0.15123 | kWh
UNPUBLISHED STREET LIGHT RATES:
High Pressure Sodium:
Watts
| 1000 | 328 |  | 363 | 54.01 | 0 | 0 | 54.01
| 1500 | 329 |  | 500 | 74.39 | 0 | 0 | 74.39
| RATE COUNT: | 103

## 2013 Rates (hidden)
"PROPOSED RATES - EFFECTIVE JANUARY 1, 2013"
Components of Small General Tariff
CALCULATION OF UNMETERED SERVICE RATES
[13 empty] | RATE INC./(DEC.): |  | 8.599%
Components of Misc. Small Loads Rate |  |  |  |  | RATE INC./(DEC.): |  | 23.51% |  | RATE INC./(DEC.): |  | 8.172%
[12 empty] | Customer Charge |  |  | 12.65
Demand Charge |  |  | 11.5343 |  | Recreational Area Lighting Rate: |  |  |  | Large Industrial Tariff: |  |  | 1st Block Energy Charge @ 200 kW.h |  |  | 0.15111
1st Block Energy Charge @ 200 kW.h |  |  | 0.13191 | [8 empty] | All Additional kW.h Energy Charge |  |  | 0.13294
All Additional kW.h Energy Charge |  |  | 0.087578 |  | Energy Charge |  | 0.15123 |  | Energy Charge |  | 0.07048
Minimum Charge | 4.014 | / month
Minimum Bill | 17.1551 | / month
|  | Demand | Ballast | Demand | Energy per Month |  | Demand | 1st Block | 1st Block | All Addional Energy |  | All Add. Energy Charge |  | Total Monthly Charge
Rate Code | Wattage | in KW | % | incl. Ballast | Photocell | Continuous | Charge | Energy | Energy Chg. | Photocell | Continuous | Photocell | Continuous | Photocell | Continuous
DEMAND & ENERGY CALCULATION ONLY FOR 100, 200 & 300 SERIES RATE CODES | [15 empty] | Pwr. & Eng. Component of Published Rate
100 | 100 | 0.1 | 29% | 0.129 | 43 | 94 | 1.49 | 26 | 3.43 | 17 |  | 1.49 |  | 6.41 | N/A |  | 5.6 | 0.81 | 14.46%
101 | 125 | 0.125 | 24.8% | 0.156 | 52 | 114 | 1.8 | 31 | 4.09 | 21 |  | 1.84 |  | 7.73 | N/A |  | 6.76 | 0.97 | 14.35%
102 | 175 | 0.175 | 18.29% | 0.20701 | 69 | 151 | 2.39 | 41 | 5.41 | 28 |  | 2.45 |  | 10.25 | N/A |  | 8.99 | 1.26 | 14.02%
103 | 250 | 0.25 | 16.4% | 0.291 | 97 | 212 | 3.36 | 58 | 7.65 | 39 |  | 3.42 |  | 14.43 | N/A |  | 12.6 | 1.83 | 14.52%
104 | 400 | 0.4 | 15.5% | 0.462 | 154 | 337 | 5.33 | 92 | 12.14 | 62 |  | 5.43 |  | 22.9 | 38.93 |  | 20.02 | 2.88 | 14.39%
105 | 700 | 0.7 | 11.4% | 0.7798 | 260 | 569 | 8.99 | 156 | 20.58 | 104 |  | 9.11 |  | 38.68 | 65.74 |  | 33.78 | 4.9 | 14.51%
106 | 1000 | 1 | 8.9% | 1.089 | 363 | 795 | 12.56 | 218 | 28.76 | 145 |  | 12.7 |  | 54.02 | 91.85 |  | 47.16 | 6.86 | 14.55%
107 | 250 | 0.25 | 16.4% | 0.291 | 97 | 212 | 3.36 | 58 | 7.65 | 39 |  | 3.42 |  | N/A | 24.5 |  | 20.54 | 3.96 | 19.28%
110 | 48 | 0.048 | 90% | 0.0912 | 30 | 67 | 1.05 | 18 | 2.37 | 12 |  | 1.05 |  | 4.47 | 7.71 |  | 3.91 | 0.56 | 14.32%
111 | 96 | 0.096 | 165% | 0.2544 | 85 | 186 | 2.93 | 51 | 6.73 | 34 |  | 2.98 |  | 12.64 | 21.48 |  | 11.04 | 1.6 | 14.49%
112 | 144 | 0.144 | 142% | 0.34848 | 116 | 254 | 4.02 | 70 | 9.23 | 46 |  | 4.03 |  | 17.28 | 29.36 |  | 15.08 | 2.2 | 14.59%
113 | 288 | 0.288 | 131% | 0.66528 | 222 | 486 | 7.67 | 133 | 17.54 | 89 |  | 7.79 |  | 33 | 56.13 |  | 28.82 | 4.18 | 14.5%
114 | 96 | 0.096 | 46.88% | 0.141 | 47 | 103 | 1.63 | 28 | 3.69 | 19 |  | 1.66 |  | 6.98 | 11.89 |  | 6.1 | 0.88 | 14.43%
115 | 72 | 0.072 | 150% | 0.18 | 60 | 131 | 2.08 | 36 | 4.75 | 24 |  | 2.1 |  | 8.93 | 15.15 |  | 7.82 | 1.11 | 14.19%
116 | 192 | 0.192 | 160% | 0.4992 | 166 | 364 | 5.76 | 100 | 13.19 | 66 |  | 5.78 |  | 24.73 | 42.07 |  | 21.59 | 3.14 | 14.54%
117 | 288 | 0.288 | 131% | 0.66528 | 222 | 486 | 7.67 | 133 | 17.54 | 89 |  | 7.79 |  | 33 | 56.13 |  | ??? Current Rate is $43.46. Energy OK
118 | 48 | 0.048 | 87.5% | 0.09 | 30 | 66 | 1.04 | 18 | 2.37 | 12 |  | 1.05 |  | 4.46 | 7.61 |  | ??? Current Rate is $5.92. Energy OK
119 | 192 | 0.192 | 160% | 0.4992 | 166 | 364 | 5.76 | 100 | 13.19 | 66 |  | 5.78 |  | 24.73 | 42.07 |  | ??? Current Rate is $32.55. Energy OK
120 | 192 | 0.192 | 81% | 0.34752 | 116 | 254 | 4.01 | 70 | 9.23 | 46 |  | 4.03 |  | 17.27 | 29.35 |  | ??? Current Rate is $22.72. Energy OK
121 | 250 | 0.25 | 20% | 0.3 | 100 | 219 | 3.46 | 60 | 7.91 | 40 |  | 3.5 |  | 14.87 | 25.29 |  | 13.01 | 1.86 | 14.3%
122 | 400 | 0.4 | 12.5% | 0.45 | 150 | 329 | 5.19 | 90 | 11.87 | 60 |  | 5.25 |  | 22.31 | 37.99 |  | 19.47 | 2.84 | 14.59%
123 | 70 | 0.07 | 37% | 0.0959 | 32 | 70 | 1.11 | 19 | 2.51 | 13 |  | 1.14 |  | 4.76 | 8.09 |  | 4.17 | 0.59 | 14.15%
124 | 100 | 0.1 | 35% | 0.135 | 45 | 99 | 1.56 | 27 | 3.56 | 18 |  | 1.58 |  | 6.7 | 11.43 |  | 5.84 | 0.86 | 14.73%
125 | 150 | 0.15 | 30% | 0.195 | 65 | 142 | 2.25 | 39 | 5.14 | 26 |  | 2.28 |  | 9.67 | 16.41 |  | 8.44 | 1.23 | 14.57%
126 | 100 | 0.1 | 35% | 0.135 | 45 | 99 | 1.56 | 27 | 3.56 | 18 |  | 1.58 |  | 6.7 | 11.43 |  | N/A | N/A | N/A
130 | 135 | 0.135 | 33.33% | 0.18 | 60 | 131 | 2.08 | 36 | 4.75 | 24 |  | 2.1 |  | 8.93 | 15.15 |  | 7.8 | 1.13 | 14.49%
131 | 180 | 0.18 | 33.33% | 0.23999 | 80 | 175 | 2.77 | 48 | 6.33 | 32 |  | 2.8 |  | 11.9 | 20.22 |  | 10.4 | 1.5 | 14.42%
132 | 90 | 0.09 | 50% | 0.135 | 45 | 99 | 1.56 | 27 | 3.56 | 18 |  | 1.58 |  | 6.7 | 11.43 |  | 5.83 | 0.87 | 14.92%
140 | 400 | 0.4 | 12.5% | 0.45 | 150 | 329 | 5.19 | 90 | 11.87 | 60 |  | 5.25 |  | 22.31 | 37.99 |  | 19.5 | 2.81 | 14.41%
141 | 1000 | 1 | 8% | 1.08 | 360 | 788 | 12.46 | 216 | 28.49 | 144 |  | 12.61 |  | 53.56 | 91.04 |  | 46.77 | 6.79 | 14.52%
142 | 250 | 0.25 | 20% | 0.3 | 100 | 219 | 3.46 | 60 | 7.91 | 40 |  | 3.5 |  | 14.87 | 25.29
143 | 150 | 0.15 | 33.33% | 0.2 | 67 | 146 | 2.31 | 40 | 5.28 | 27 |  | 2.36 |  | 9.95 | 16.87
144 | 100 | 0.1 | 50% | 0.15 | 50 | 110 | 1.73 | 30 | 3.96 | 20 |  | 1.75 |  | 7.44 | 12.7
150 | 840 | 0.84 | 0% | 0.84 | 280 | 613 | 9.69 | 168 | 22.16 | 112 |  | 9.81 |  | 41.66 | 70.82 |  | 59.39 | 11.43 | 19.25%
201 | 125 | 0.125 | 24.8% | 0.156 | 52 | 114 | 1.8 | 31 | 4.09 | 21 |  | 1.84 |  | 7.73 | 13.16 |  | 6.76 | 0.97 | 14.35%
202 | 175 | 0.175 | 18.29% | 0.20701 | 69 | 151 | 2.39 | 41 | 5.41 | 28 |  | 2.45 |  | 10.25 | 17.43 |  | 8.99 | 1.26 | 14.02%
203 | 250 | 0.25 | 16.4% | 0.291 | 97 | 212 | 3.36 | 58 | 7.65 | 39 |  | 3.42 |  | 14.43 | 24.5 |  | 12.6 | 1.83 | 14.52%
204 | 400 | 0.4 | 15.5% | 0.462 | 154 | 337 | 5.33 | 92 | 12.14 | 62 |  | 5.43 |  | 22.9 | 38.93 |  | 20.02 | 2.88 | 14.39%
205 | 700 | 0.7 | 11.4% | 0.7798 | 260 | 569 | 8.99 | 156 | 20.58 | 104 |  | 9.11 |  | 38.68 | 65.74 |  | 33.78 | 4.9 | 14.51%
206 | 1000 | 1 | 8.9% | 1.089 | 363 | 795 | 12.56 | 218 | 28.76 | 145 |  | 12.7 |  | 54.02 | 91.85 |  | 47.16 | 6.86 | 14.55%
213 | 340 | 0.34 | 96% | 0.6664 | 222 | 486 | 7.69 | 133 | 17.54 | 89 |  | 7.79 |  | 33.02 | 56.15 |  | 28.82 | 4.2 | 14.57%
214 | 110 | 0.11 | 28% | 0.1408 | 47 | 103 | 1.62 | 28 | 3.69 | 19 |  | 1.66 |  | 6.97 | 11.88 |  | 6.1 | 0.87 | 14.26%
215 | 85 | 0.085 | 110% | 0.1785 | 60 | 130 | 2.06 | 36 | 4.75 | 24 |  | 2.1 |  | 8.91 | 15.04 |  | 7.82 | 1.09 | 13.94%
216 | 240 | 0.24 | 108% | 0.4992 | 166 | 364 | 5.76 | 100 | 13.19 | 66 |  | 5.78 |  | 24.73 | 42.07 |  | 21.59 | 3.14 | 14.54%
217 | 60 | 0.06 | 145% | 0.147 | 49 | 107 | 1.7 | 29 | 3.83 | 20 |  | 1.75 |  | 7.28 | 12.36 |  | 6.37 | 0.91 | 14.29%
218 | 120 | 0.12 | 113% | 0.2556 | 85 | 187 | 2.95 | 51 | 6.73 | 34 |  | 2.98 |  | 12.66 | 21.59 |  | 11.04 | 1.62 | 14.67%
221 | 250 | 0.25 | 20% | 0.3 | 100 | 219 | 3.46 | 60 | 7.91 | 40 |  | 3.5 |  | 14.87 | 25.29 |  | 13.01 | 1.86 | 14.3%
222 | 70 | 0.07 | 37% | 0.0959 | 32 | 70 | 1.11 | 19 | 2.51 | 13 |  | 1.14 |  | 4.76 | 8.09 |  | 4.16 | 0.6 | 14.42%
223 | 100 | 0.1 | 35% | 0.135 | 45 | 99 | 1.56 | 27 | 3.56 | 18 |  | 1.58 |  | 6.7 | 11.43 |  | 5.84 | 0.86 | 14.73%
224 | 150 | 0.15 | 30% | 0.195 | 65 | 142 | 2.25 | 39 | 5.14 | 26 |  | 2.28 |  | 9.67 | 16.41 |  | 8.44 | 1.23 | 14.57%
231 | 180 | 0.18 | 33.33% | 0.23999 | 80 | 175 | 2.77 | 48 | 6.33 | 32 |  | 2.8 |  | 11.9 | 20.22 |  | 10.39 | 1.51 | 14.53%
300 | 100 | 0.1 | 7% | 0.107 | 36 | 78 | 1.23 | 21 | 2.77 | 15 |  | 1.31 |  | 5.31 | 8.99
301 | 125 | 0.125 | 24.8% | 0.156 | 52 | 114 | 1.8 | 31 | 4.09 | 21 |  | 1.84 |  | 7.73 | 13.16 | ??? Current Rate is $4.76. Energy OK
302 | 175 | 0.175 | 18.29% | 0.20701 | 69 | 151 | 2.39 | 41 | 5.41 | 28 |  | 2.45 |  | 10.25 | 17.43 | ??? Current Rate is $6.31. Energy OK
303 | 250 | 0.25 | 16.4% | 0.291 | 97 | 212 | 3.36 | 58 | 7.65 | 39 |  | 3.42 |  | 14.43 | 24.5 | ??? Current Rate is $8.89. Energy OK
304 | 400 | 0.4 | 15.5% | 0.462 | 154 | 337 | 5.33 | 92 | 12.14 | 62 |  | 5.43 |  | 22.9 | 38.93
305 | 700 | 0.7 | 11.4% | 0.7798 | 260 | 569 | 8.99 | 156 | 20.58 | 104 |  | 9.11 |  | 38.68 | 65.74
306 | 1000 | 1 | 8.9% | 1.089 | 363 | 795 | 12.56 | 218 | 28.76 | 145 |  | 12.7 |  | 54.02 | 91.85
310 | 60 | 0.06 | 50% | 0.09 | 30 | 66 | 1.04 | 18 | 2.37 | 12 |  | 1.05 |  | 4.46 | 7.61 | ??? Current Rate is $3.61. Energy OK
311 | 240 | 0.24 | 108% | 0.4992 | 166 | 364 | 5.76 | 100 | 13.19 | 66 |  | 5.78 |  | 24.73 | 42.07 | ??? Current Rate is $20.02. Energy OK
312 | 170 | 0.17 | 105% | 0.3485 | 116 | 254 | 4.02 | 70 | 9.23 | 46 |  | 4.03 |  | 17.28 | 29.36 | ??? Current Rate is $13.92. Energy OK
313 | 340 | 0.34 | 96% | 0.6664 | 222 | 486 | 7.69 | 133 | 17.54 | 89 |  | 7.79 |  | 33.02 | 56.15 | ??? Current Rate is $26.63. Energy OK
314 | 110 | 0.11 | 28% | 0.1408 | 47 | 103 | 1.62 | 28 | 3.69 | 19 |  | 1.66 |  | 6.97 | 11.88
315 | 85 | 0.085 | 110% | 0.1785 | 60 | 130 | 2.06 | 36 | 4.75 | 24 |  | 2.1 |  | 8.91 | 15.04
321 | 250 | 0.25 | 20% | 0.3 | 100 | 219 | 3.46 | 60 | 7.91 | 40 |  | 3.5 |  | 14.87 | 25.29
322 | 70 | 0.07 | 37% | 0.0959 | 32 | 70 | 1.11 | 19 | 2.51 | 13 |  | 1.14 |  | 4.76 | 8.09
323 | 100 | 0.1 | 35% | 0.135 | 45 | 99 | 1.56 | 27 | 3.56 | 18 |  | 1.58 |  | 6.7 | 11.43 | ??? Current Rate is $4.13. Energy OK
324 | 150 | 0.15 | 30% | 0.195 | 65 | 142 | 2.25 | 39 | 5.14 | 26 |  | 2.28 |  | 9.67 | 16.41
326 | 400 | 0.4 | 12.5% | 0.45 | 150 | 329 | 5.19 | 90 | 11.87 | 60 |  | 5.25 |  | 22.31 | 37.99
327 | 500 | 0.5 | 10% | 0.55 | 183 | 402 | 6.34 | 110 | 14.51 | 73 |  | 6.39 |  | 27.24 | 46.42
328 | 1000 | 1 | 9% | 1.09 | 363 | 796 | 12.57 | 218 | 28.76 | 145 |  | 12.7 |  | 54.03 | 91.95
330 | 140 | 0.14 | 0% | 0.14 | 47 | 102 | 1.61 | 28 | 3.69 | 19 |  | 1.66 |  | 6.96 | 11.78 | ??? Current Rate is $4.25. Energy is 47 kW.h
331 | 180 | 0.18 | 33.33% | 0.23999 | 80 | 175 | 2.77 | 48 | 6.33 | 32 |  | 2.8 |  | 11.9 | 20.22
341 | 1000 | 1 | 8% | 1.08 | 360 | 788 | 12.46 | 216 | 28.49 | 144 |  | 12.61 |  | 53.56 | 91.04
342 | 400 | 0.4 | 12.5% | 0.45 | 150 | 329 | 5.19 | 90 | 11.87 | 60 |  | 5.25 |  | 22.31 | 37.99 | ??? Current Rate is $13.91. Energy OK
343 | 250 | 0.25 | 20% | 0.3 | 100 | 219 | 3.46 | 60 | 7.91 | 40 |  | 3.5 |  | 14.87 | 25.29 | ??? Current Rate is $9.28. Energy OK
344 | 175 | 0.175 | 28.57% | 0.225 | 75 | 164 | 2.6 | 45 | 5.94 | 30 |  | 2.63 |  | 11.17 | 18.96
345 | 150 | 0.15 | 33.33% | 0.2 | 67 | 146 | 2.31 | 40 | 5.28 | 27 |  | 2.36 |  | 9.95 | 16.87
346 | 100 | 0.1 | 50% | 0.15 | 50 | 110 | 1.73 | 30 | 3.96 | 20 |  | 1.75 |  | 7.44 | 12.7
350 | 384 | 0.384 | 119% | 0.84096 | 280 | 614 | 9.7 | 168 | 22.16 | 112 |  | 9.81 |  | 41.67 | 70.92 | ??? Current Rate is $33.58. Energy OK
351 | 400 | 0.4 | 33.33% | 0.53332 | 178 | 389 | 6.15 | 107 | 14.11 | 71 |  | 6.22 |  | 26.48 | 44.96
352 | 56 | 0.056 | 0% | 0.056 | 0 | 41 | 0.65 | 0 | 0 | 0 | 41 | 0 | 3.59 | 0.65 | 4.24
| 700 | 0.7 | 0% | 0.7 | 233 | 511 | 8.07 | 140 | 18.47 | 93 | 371 | 8.14 | 32.49 | 34.68 | 59.03
[6 empty] | 511 | [8 empty] | 59.68
360 | 105 | 0.105 | 14% | 0.1197 | 40 | N/A | 1.38 | 24 | 3.17 | 16 |  | 1.4 |  | 5.95 | N/A
| 150 | 0.15 | 6.5% | 0.15975 | 53 | N/A | 1.84 | 32 | 4.22 | 21 |  | 1.84 |  | 7.9 | N/A
| 138 | 0.138 | 0% | 0.138 | 0 | N/A | 1.59 | 0 | 0 | 0 |  | 0 |  | 1.59 | N/A
[5 empty] | 93 | [8 empty] | 15.44 |  | ??? Current Rate is $10.38. Energy OK
361 | 175 | 0.175 | 0% | 0.175 | 58 | N/A | 2.02 | 35 | 4.62 | 23 | N/A | 2.01 | N/A | 8.65 | N/A
| 120 | 0.12 | 0% | 0.12 | 12 | N/A | 1.38 | 12 | 1.58 | 0 | N/A | 0 | N/A | 2.96 | N/A
[5 empty] | 70 | [8 empty] | 11.61 |  | ??? Current Rate is $7.12. Energy OK
362 | 350 | 0.35 | 10% | 0.385 | 128 | N/A | 4.44 | 77 | 10.16 | 51 | N/A | 4.47 | N/A | 19.07 | N/A
363 | 500 | 0.5 | 10% | 0.55 | 183 | N/A | 6.34 | 110 | 14.51 | 73 | N/A | 6.39 | N/A | 27.24 | N/A
| 350 | 0.35 | 10% | 0.385 | 128 | N/A | 4.44 | 77 | 10.16 | 51 | N/A | 4.47 | N/A | 19.07 | N/A
| 276 | 0.276 | 10% | 0.3036 | 0 | N/A | 3.5 | 0 | 0 | 0 | N/A | 0 | N/A | 3.5 | N/A
[5 empty] | 311 | [8 empty] | 49.81
364 | 912 | 0.912 | 10% | 1.0032 | 334 | N/A | 11.57 | 201 | 26.51 | 133 | N/A | 11.65 | N/A | 49.73 | N/A
365 | 701 | 0.701 | 17.4% | 0.82297 | 265 | N/A | 9.49 | 165 | 21.76 | 100 | N/A | 8.76 | N/A | 40.01 | N/A
366 | 650 | 0.65 | 10% | 0.715 | 238 | N/A | 8.25 | 143 | 18.86 | 95 | N/A | 8.32 | N/A | 35.43 | N/A
367 | 590 | 0.59 | 10% | 0.649 | 216 | N/A | 7.49 | 130 | 17.15 | 86 | N/A | 7.53 | N/A | 32.17 | N/A
368 | 250 | 0.25 | 10% | 0.275 | 92 | N/A | 3.17 | 55 | 7.25 | 37 | N/A | 3.24 | N/A | 13.66 | N/A
369 | 175 | 0.175 | 10% | 0.1925 | 64 | N/A | 2.22 | 38 | 5.01 | 26 | N/A | 2.28 | N/A | 9.51 | N/A
370 | 1500 | 1.5 | 0% | 1.5 | 150 | 1095 | 17.3 | 150 | 19.79 | 0 | 945 | 0 | 82.76 | 37.09 | N/A
371 | 1500 | 1.5 | 0% | 1.5 | 200 | 1095 | 17.3 | 200 | 26.38 | 0 |  | 0 |  | 43.68 | N/A
372 | 1500 | 1.5 | 0% | 1.5 | 150 | 1095 | 17.3 | 150 | 19.79 | 0 | 945 | 0 | 82.76 | 37.09 | N/A
373 | 480 | 0.48 | 0% | 0.48 | 8 | 350 | 5.54 | 8 | 1.06 | 0 | 342 | 0 | 29.95 | 6.6 | N/A
374 | 330 | 0.33 | 0% | 0.33 | 120 | 241 | 3.81 | 66 | 8.71 | 54 | 175 | 4.73 | 15.33 | 17.25 | N/A
375 | 36 | 0.036 | 0% | 0.036 | 12 | 26 | 0.42 | 7 | 0.92 | 5 | 19 | 0.44 | 1.66 | 1.78 | N/A | Subject to Min. Bill (Actual Charge was $1.27)
|  |  |  | 1st Block | Additional
| Annual | Monthly | Customer | Energy | Energy | Monthly
| Energy | Energy | Charge | Charge | Charge | Charge
376 | 8525 | 710 | 12.65 | 30.22 | 67.8 | 110.67 | [9 empty] | Based on Fixed energy level of 710 kWh/month
377 | 2190 | 183 | 12.65 | 27.65 | 0 | 40.3 | [9 empty] | Based on Fixed energy level of 2190 kWh/year
378 | 2500 | 2.5 | 0% | 2.5 | 833 | 1825 | 28.84 | 500 | 65.95 | 333 | 1325 | 29.16 | 116.04 | 123.95 | 210.83
|  |  |  | 1st Block | Additional
| Annual | Monthly | Customer | Energy | Energy | Monthly
| Energy | Energy | Charge | Charge | Charge | Charge
379 | 4745 | 395 | 12.65 | 30.22 | 25.92 | 68.79
|  |  |  | 1st Block | Additional
| Annual | Monthly | Customer | Energy | Energy | Monthly
| Energy | Energy | Charge | Charge | Charge | Charge
380 | 3285 | 274 | 12.65 | 30.22 | 9.84 | 52.71
381 | 175 | 0.175 | 25% | 0.21875 | 73 | 160 | 2.52 | 44 | 5.8 | 29 | 116 | 2.54 | 10.16 | 10.86 | N/A
| 250 | 0.25 | 20% | 0.3 | 100 | 219 | 3.46 | 60 | 7.91 | 40 | 159 | 3.5 | 13.92 | 14.87 | N/A
| 138 | 0.138 | 10% | 0.1518 | 46 | 111 | 1.75 | 30 | 3.96 | 16 | 81 | 1.4 | 7.09 | 7.11 | N/A
| 563 |  |  |  | 219 | [8 empty] | 32.84
|  |  |  | 1st Block | Additional
| Annual | Monthly | Customer | Energy | Energy | Monthly
| Energy | Energy | Charge | Charge | Charge | Charge
382 | 7300 | 608 | 12.65 | 30.22 | 54.24 | 97.11
|  |  |  | 1st Block | Additional
| Annual | Monthly | Customer | Energy | Energy | Monthly
| Energy | Energy | Charge | Charge | Charge | Charge
383 | 10950 | 913 | 12.65 | 30.22 | 94.79 | 137.66
|  |  |  | 1st Block | Additional
| Annual | Monthly | Customer | Energy | Energy | Monthly
| Energy | Energy | Charge | Charge | Charge | Charge
384 | 16425 | 1369 | 12.65 | 30.22 | 155.41 | 198.28
|  |  |  | 1st Block | Additional
| Annual | Monthly | Customer | Energy | Energy | Monthly
| Energy | Energy | Charge | Charge | Charge | Charge
385 | 11315 | 943 | 12.65 | 30.22 | 98.77 | 141.64
386 | 2600 | 2.6 | 0% | 2.6 | 867 | 1898 | 29.99 | 520 | 68.59 | 347 | 1378 | 30.39 | 120.68 | 128.97 | 219.26
| 320 | 0.32 | 0% | 0.32 | 97 | 234 | 3.69 | 64 | 8.44 | 33 | 170 | 2.89 | 14.89 | 15.02 | 27.02
|  | 2.92 |  |  |  | 1995 | [8 empty] | 234.28
387 | 1300 | 1.3 | 0% | 1.3 | 433 | 949 | 14.99 | 260 | 34.3 | 173 | 689 | 15.15 | 60.34 | 64.44 | 109.63
| 160 | 0.16 | 0% | 0.16 | 49 | 117 | 1.85 | 32 | 4.22 | 17 | 85 | 1.49 | 7.44 | 7.56 | 13.51
| 1460 | 1.46 |  |  |  | 998 | [8 empty] | 117.19
388 | 150 | 0.15 | 0% | 0.15 | 50 | 110 | 1.73 | 30 | 3.96 | 20 | 80 | 1.75 | 7.01 | 7.44 | 12.7
389 | 1500 | 1.5 | 0% | 1.5 | 151 | 1095 | 17.3 | 151 | 19.92 | 0 | 944 | 0 | 82.67 | 37.22 | 119.89
390 | 325 | 0.325 | 10% | 0.3575 | 119 | 261 | 4.12 | 72 | 9.5 | 47 | 189 | 4.12 | 16.55 | 17.74 | 30.17
391 | 348 | 0.348 | 0% | 0.348 | 116 | 254 | 4.01 | 70 | 9.23 | 46 | 184 | 4.03 | 16.11 | 17.27 | 29.35
392 |  | 0 | 0% | 0 | 0 | 0 | 0 | 0 | 0 | 0 | 0 | 0 | 0 | 0 | 17.1551
399 | 2400 | 2.4 | 7.5% | 2.58 | 314 | 1883 | 29.76 | 314 | 41.42 | 0 | 1569 | 0 | 137.41 | 71.18 | N/A | ??? Current Rate is $42.69. Energy OK
|  |  |  | 1st Block | Additional
| Annual | Monthly | Customer | Energy | Energy | Monthly | Annual
Rate Code | Energy | Energy | Charge | Charge | Charge | Charge | Charge
397 | 5529.75 | 461 | 12.65 | 30.22 | 34.7 | 77.57 | 930.84
|  |  |  | 1st Block | Additional
| Annual | Monthly | Customer | Energy | Energy | Monthly | Annual
Rate Code | Energy | Energy | Charge | Charge | Charge | Charge | Charge
398 | 6223.25 | 519 | 12.65 | 30.22 | 42.41 | 85.28 | 1023.36
DEMAND & ENERGY CALCULATION ONLY FOR 400 SERIES & Kentville Electric RATE CODES
400 | 100 | 0.1 | 0% | 0.1 | 15 | 73 | 1.15 | 15 | 1.98 | 0 | 58 | 0 | 5.08 | 3.13 | 8.21 | ??? Current Rate is $2.48. Energy OK
401 | 100 | 0.1 | 0% | 0.1 | 30 | 73 | 1.15 | 20 | 2.64 | 10 | 53 | 0.88 | 4.64 | 4.67 | 8.43 | ??? Current Rate is $2.48. Energy OK
402 | 100 | 0.1 | 23% | 0.123 | 37 | 90 | 1.42 | 25 | 3.3 | 12 | 65 | 1.05 | 5.69 | 5.77 | 10.41 | ??? Current Rate is $4.95. Energy OK
441 | 1000 | 1 | 0% | 1 | 333 | 730 | 11.53 | 200 | 26.38 | 133 | 530 | 11.65 | 46.42 | 16.378 | 84.33 | Maint. & Capital Charge is /month |  |  | *
444
Kentville Electric Unmetered Service Rates
449 | [13 empty] | 656.34 |  | 0.1133 | 5792.9391
450 | [13 empty] | 56.71 |  | 0.1133 | 500.5296
451 | [13 empty] | 28.49 |  | 0.1133 | 251.4563
452 | 1000 | 1 | 9% | 1.09 | 363 | 796 | 12.57 | 218 | 28.76 | 145 | 578 | 12.7 | 50.62 | 70.408 | 91.95 | ??? Current Rate is $61.30/month |  |  | *
Maint. & Capital is $13.37/month
453 | [13 empty] | 33.06 |  | 0.1133 | 291.7917
454 | [13 empty] | 42.2 |  | 0.1133 | 372.4625
455 | [13 empty] | 51.55 |  | 0.1133 | 454.9868
456 | [13 empty] | 10.81 |  | 0.1133 | 95.4104
457 | [13 empty] | 57.17 |  | 0.1133 | 504.5896
458 | [13 empty] | 22.24 |  | 0.1133 | 196.293
459 | [13 empty] | 19.06 |  | 0.1133 | 168.2259
460 | [13 empty] | 13.29 |  | 0.1133 | 117.2992
461 | [13 empty] | 30.63 |  | 0.1133 | 270.3442
462 | [13 empty] | 6.51 |  | 0.1133 | 57.4581
463 | [13 empty] | 53.75 |  | 0.1133 | 474.4042
464 | [13 empty] | 16.56 |  | 0.1133 | 146.1606
465 | [13 empty] | 8.14 |  | 0.1133 | 71.8447
470 | [13 empty] | 9.15 |  | 0.1133 | 80.759
471 | [13 empty] | 17.01 |  | 0.1133 | 150.1324
472 | [13 empty] | 79.61 |  | 0.1133 | 702.6478
473 | 175 | 0.175 | 18.29% | 0.20701 | 69 | 151 | 2.39 | 41 | 5.41 | 28 | 110 | 2.45 | 9.63 | 10.25 | 17.43 | ??? Current Rate is $5.79/month
474 | 125 | 0.125 | 24.8% | 0.156 | 52 | 114 | 1.8 | 31 | 4.09 | 21 | 83 | 1.84 | 7.27 | 7.73 | 13.16 | ??? Current Rate is $4.91/month
475 | 70 | 0.07 | 37% | 0.0959 | 32 | 70 | 1.11 | 19 | 2.51 | 13 | 51 | 1.14 | 4.47 | 4.76 | 8.09 | ??? Current Rate is $4.41/month
476 | [13 empty] | 393.95 |  | 0.1133 | 3477.0521
477 | [13 empty] | 1072.17 |  | 0.1133 | 9463.1068
478 |  |  |  |  | 1938 | [8 empty] | 660.12 |  | 0.1133 | 5826.3019
DEMAND & ENERGY CALCULATION ONLY FOR 500 SERIES (Traffic Control Lights)
500 | 210 | 0.21 | 0% | 0.21 | 51 | 153 | 2.42 | 42 | 5.54 | 9 | 111 | 0.79 | 9.72 | 8.75 | 17.68
501 (69W) | 23 | 0.023 | 0% | 0.023 | 6 | 17 | 0.27 | 5 | 0.66 | 1 | 12 | 0.09 | 1.05 | 1.02 | 1.98 | ??? Current Rate is $1.26. Energy OK
502 (80W) | 27 | 0.027 | 0% | 0.027 | 7 | 20 | 0.31 | 5 | 0.66 | 2 | 15 | 0.18 | 1.31 | 1.15 | 2.28 | ??? Current Rate is $1.46. Energy is 20 kW.h
503 (100W) | 33 | 0.033 | 0% | 0.033 | 8 | 24 | 0.38 | 7 | 0.92 | 1 | 17 | 0.09 | 1.49 | 1.39 | 2.79 | ??? Current Rate is $1.78. Energy is 25 kW.h
504 (116W) | 39 | 0.039 | 0% | 0.039 | 9 | 28 | 0.45 | 8 | 1.06 | 1 | 20 | 0.09 | 1.75 | 1.6 | 3.26 | ??? Current Rate is $2.06. Energy is 29 kW.h
505 (150W) | 50 | 0.05 | 0% | 0.05 | 12 | 37 | 0.58 | 10 | 1.32 | 2 | 27 | 0.18 | 2.36 | 2.08 | 4.26 | ??? Current Rate is $2.62. Energy OK
506 | 200 | 0.2 | 0% | 0.2 | 49 | 146 | 2.31 | 40 | 5.28 | 9 | 106 | 0.79 | 9.28 | 8.38 | 16.87
507 | 860 | 0.86 | 0% | 0.86 | 209 | 628 | 9.92 | 172 | 22.69 | 37 | 456 | 3.24 | 39.94 | 35.85 | 72.55
508 (60W) | 20 | 0.02 | 0% | 0.02 | 5 | 15 | 0.23 | 4 | 0.53 | 1 | 11 | 0.09 | 0.96 | 0.85 | 1.72 | ??? Current Rate is $1.06. Energy OK
509 (135W) | 45 | 0.045 | 0% | 0.045 | 11 | 33 | 0.52 | 9 | 1.19 | 2 | 24 | 0.18 | 2.1 | 1.89 | 3.81 | ??? Current Rate is $2.34. Energy OK
510 (20W) | 7 | 0.007 | 0% | 0.007 | 2 | 5 | 0.08 | 1 | 0.13 | 1 | 4 | 0.09 | 0.35 | 0.3 | 0.56 | ??? Current Rate is $0.36. Energy OK
511 (50W) | 17 | 0.017 | 0% | 0.017 | 4 | 12 | 0.2 | 3 | 0.4 | 1 | 9 | 0.09 | 0.79 | 0.69 | 1.39
512 (75W) | 25 | 0.025 | 0% | 0.025 | 6 | 18 | 0.29 | 5 | 0.66 | 1 | 13 | 0.09 | 1.14 | 1.04 | 2.09
513 | 60 | 0.06 | 0% | 0.06 | 22 | 44 | 0.69 | 12 | 1.58 | 10 | 32 | 0.88 | 2.8 | 3.15 | 5.07
NEW LED TRAFFIC CONTROL SIGNALS
520 (8" Red) | 7 | 0.007 | 0% | 0.007 | 3 | 5 | 0.08 | 1 | 0.13 | 2 | 4 | 0.18 | 0.35 | 0.39 | 0.56
521 (8" Green) | 7 | 0.007 | 0% | 0.007 | 2 | 5 | 0.08 | 1 | 0.13 | 1 | 4 | 0.09 | 0.35 | 0.3 | 0.56
522 (12" Red) | 10 | 0.01 | 0% | 0.01 | 4 | 7 | 0.12 | 2 | 0.26 | 2 | 5 | 0.18 | 0.44 | 0.56 | 0.82
523 (12" Arrows) | 10 | 0.01 | 0% | 0.01 | 2 | 7 | 0.12 | 2 | 0.26 | 0 | 5 | 0 | 0.44 | 0.38 | 0.82
524 (12" Green) | 12 | 0.012 | 0% | 0.012 | 3 | 9 | 0.14 | 2 | 0.26 | 1 | 7 | 0.09 | 0.61 | 0.49 | 1.01
525 (8" Amber) | 14.5 | 0.0145 | 0% | 0.0145 | 1 | 11 | 0.17 | 1 | 0.13 | 0 | 10 | 0 | 0.88 | 0.3 | 1.18
526 (12" Red) | 20 | 0.02 | 0% | 0.02 | 9 | 15 | 0.23 | 4 | 0.53 | 5 | 11 | 0.44 | 0.96 | 1.2 | 1.72
527 (12" Amber) | 22 | 0.022 | 0% | 0.022 | 2 | 16 | 0.25 | 2 | 0.26 | 0 | 14 | 0 | 1.23 | 0.51 | 1.74
528 (Directional Signal) | 6 | 0.006 | 0% | 0.006 | 0 | 4 | 0.07 | 0 | 0 | 0 | 4 | 0 | 0.35 | N/A | 0.42
529 (12" Walk/Don't Walk) | 9 | 0.009 | 0% | 0.009 | 2 | 7 | 0.1 | 2 | 0.26 | 0 | 5 | 0 | 0.44 | 0.36 | 0.8
530 Non-Cont. LED TCS | 4.6 | 0.0046 | 0% | 0.0046 | 1 | 3 | 0.05 | 1 | 0.13 | 0 | 2 | 0 | 0.18 | 0.18 | 0.36
531 Cont. LED TCS | 7.5 | 0.0075 | 0% | 0.0075 | 2 | 5 | 0.09 | 2 | 0.26 | 0 | 3 | 0 | 0.26 | 0.35 | 0.61
DEMAND & ENERGY CALCULATION ONLY FOR 600 SERIES (Miscellaneous Lighting)
600 | 116 | 0.116 | 0% | 0.116 | 39 | 85 | 1.34 | 23 | 3.03 | 16 | 62 | 1.4 | 5.43 | 5.77 | 9.8
601 | 500 | 0.5 | 0% | 0.5 | 167 | 365 | 5.77 | 100 | 13.19 | 67 | 265 | 5.87 | 23.21 | 24.83 | 42.17 | ??? Current Rate is $15.49. Energy OK
602 | 400 | 0.4 | 15.5% | 0.462 | 154 | 337 | 5.33 | 92 | 12.14 | 62 | 245 | 5.43 | 21.46 | 22.9 | 38.93
603 | 100 | 0.1 | 0% | 0.1 | 33 | 73 | 1.15 | 20 | 2.64 | 13 | 53 | 1.14 | 4.64 | 4.93 | 8.43
604 | 276 | 0.276 | 0% | 0.276 | 92 | 201 | 3.18 | 55 | 7.25 | 37 | 146 | 3.24 | 12.79 | 13.67 | 23.22
605 | 10 | 0.01 | 0% | 0.01 | 3 | 7 | 0.12 | 2 | 0.26 | 1 | 5 | 0.09 | 0.44 | 0.47 | 0.82 | ??? Current Rate is $2.48. Energy OK
606 | 480 | 0.48 | 0% | 0.48 | 87 | 350 | 5.54 | 87 | 11.48 | 0 | 263 | 0 | 23.03 | 17.02 | 40.05
607 | 4440 | 4.44 | 0% | 4.44 | 1480 | 3241 | 51.21 | 888 | 117.13 | 592 | 2353 | 51.85 | 206.07 | 220.19 | 374.41 | ??? Current Rate is $135.22. Energy OK
608 | 138 | 0.138 | 0% | 0.138 | 46 | 101 | 1.59 | 28 | 3.69 | 18 | 73 | 1.58 | 6.39 | 6.86 | 11.67
609 | 175 | 0.175 | 0% | 0.175 | 58 | 128 | 2.02 | 35 | 4.62 | 23 | 93 | 2.01 | 8.14 | 8.65 | 14.78
610 | 244 | 0.244 | 0% | 0.244 | 81 | 178 | 2.81 | 49 | 6.46 | 32 | 129 | 2.8 | 11.3 | 12.07 | 20.57
DEMAND & ENERGY CALCULATION ONLY FOR 700 SERIES (Police Sirens)
700 |  |  |  |  | 13 | [8 empty] | 4.014
701 |  |  |  |  | 0 | [8 empty] | 17.1551
702 |  |  |  |  | 0 | [8 empty] | 25.39
703 |  |  |  |  | 0 | [8 empty] | 42.72
704 |  |  |  |  | 0 | [8 empty] | 4.014
705 |  |  |  |  | 44 | [8 empty] | 5.59
DEMAND & ENERGY CALCULATION ONLY FOR 800 SERIES (CATV Power Supply)
801 | 100 | 0.1 | 0% | 0.1 | 33 | 73 | 1.15 | 20 | 2.64 | 13 | 53 | 1.14 | 4.64 | 4.93 | 8.43
802 | 150 | 0.15 | 0% | 0.15 | 50 | 110 | 1.73 | 30 | 3.96 | 20 | 80 | 1.75 | 7.01 | 7.44 | 12.7
803 | 200 | 0.2 | 0% | 0.2 | 67 | 146 | 2.31 | 40 | 5.28 | 27 | 106 | 2.36 | 9.28 | 9.95 | 16.87
804 | 250 | 0.25 | 0% | 0.25 | 83 | 183 | 2.88 | 50 | 6.6 | 33 | 133 | 2.89 | 11.65 | 12.37 | 21.13 | ??? Current Rate is $12.95. Energy is 182 kW.h
805 | 300 | 0.3 | 0% | 0.3 | 100 | 219 | 3.46 | 60 | 7.91 | 40 | 159 | 3.5 | 13.92 | 14.87 | 25.29
806 | 350 | 0.35 | 0% | 0.35 | 117 | 256 | 4.04 | 70 | 9.23 | 47 | 186 | 4.12 | 16.29 | 17.39 | 29.56 | ??? Current Rate is $18.12. Energy is 255 kW.h
807 | 400 | 0.4 | 0% | 0.4 | 133 | 292 | 4.61 | 80 | 10.55 | 53 | 212 | 4.64 | 18.57 | 19.8 | 33.73
808 | 450 | 0.45 | 0% | 0.45 | 150 | 329 | 5.19 | 90 | 11.87 | 60 | 239 | 5.25 | 20.93 | 22.31 | 37.99 | ??? Current Rate is $23.32. Energy is 328 kW.h
809 | 500 | 0.5 | 0% | 0.5 | 167 | 365 | 5.77 | 100 | 13.19 | 67 | 265 | 5.87 | 23.21 | 24.83 | 42.17
810 | 550 | 0.55 | 0% | 0.55 | 183 | 402 | 6.34 | 110 | 14.51 | 73 | 292 | 6.39 | 25.57 | 27.24 | 46.42 | ??? Current Rate is $28.50. Energy is 401 kW.h
811 | 600 | 0.6 | 0% | 0.6 | 200 | 438 | 6.92 | 120 | 15.83 | 80 | 318 | 7.01 | 27.85 | 29.76 | 50.6
812 | 650 | 0.65 | 0% | 0.65 | 217 | 475 | 7.5 | 130 | 17.15 | 87 | 345 | 7.62 | 30.21 | 32.27 | 54.86 | ??? Current Rate is $33.69. Energy is 474 kW.h
813 | 700 | 0.7 | 0% | 0.7 | 233 | 511 | 8.07 | 140 | 18.47 | 93 | 371 | 8.14 | 32.49 | 34.68 | 59.03
820 | 420 | 0.42 | 0% | 0.42 | 89 | 307 | 4.84 | 84 | 11.08 | 5 | 223 | 0.44 | 19.53 | 16.36 | 35.45
821 | 960 | 0.96 | 0% | 0.96 | 230 | 701 | 11.07 | 192 | 25.33 | 38 | 509 | 3.33 | 44.58 | 39.73 | 80.98
822 | 900 | 0.9 | 0% | 0.9 | 270 | 657 | 10.38 | 180 | 23.74 | 90 | 477 | 7.88 | 41.77 | 42 | 75.89
823 | 38.4 | 0.0384 | 0% | 0.0384 | 13 | 28 | 0.44 | 8 | 1.06 | 5 | 20 | 0.44 | 1.75 | 1.94 | 3.25 | Subject to Min. Bill (Actual Charge was $2.06)
824 | 0 | 0 | 0% | 0 | 0 | 0 | 0 | 0 | 0 | 0 | 0 | 0 | 0 | 17.1551 | 0 | Subject to Min. Bill Provision under Rate 10
825 | 3248 | 3.248 | 0% | 3.248 | 401 | 2371 | 37.46 | 376 | 49.6 | 25 | 1995 | 2.19 | 174.72 | 89.25 | 261.78
826 | 450 | 0.45 | 0% | 0.45 | 96 | 329 | 5.19 | 90 | 11.87 | 6 | 239 | 0.53 | 20.93 | 17.59 | 37.99
827 | 600 | 0.6 | 0% | 0.6 | 128 | 365 | 6.92 | 120 | 15.83 | 8 | 245 | 0.7 | 21.46 | 23.45 | 44.21
828 | 300 | 0.3 | 0% | 0.3 | 1 | 219 | 3.46 | 1 | 0.13 | 0 | 218 | 0 | 19.09 | 3.59 | 22.68
| 100 | 0.1 | 0% | 0.1 | 0 | 73 | 1.15 | 0 | 0 | 0 | 73 | 0 | 6.39 | 1.15 | 7.54
| 2000 | 2 | 0% | 2 | 243 | 1460 | 23.07 | 243 | 32.05 | 0 | 1217 | 0 | 106.58 | 55.12 | 161.7
| 2400 |  |  |  | 244 | [8 empty] | 59.86
829 | 4.4 | 0.0044 | 0% | 0.0044 | 1 | 3 | 0.05 | 1 | 0.13 | 0 | 2 | 0 | 0.18 | 0.18 | 0.36
830 | 746 | 0.746 | 0% | 0.746 | 23 | 545 | 8.6 | 23 | 3.03 | 0 | 522 | 0 | 45.72 | 11.63 | 57.35
| 125 | 0.125 | 0% | 0.125 | 38 | 91 | 1.44 | 25 | 3.3 | 13 | 66 | 1.14 | 5.78 | 5.88 | 10.52
| 871 |  |  |  | 61 | [8 empty] | 17.51
831 | 302.4 | 0.3024 | 15% | 0.34776 | 116 | 254 | 4.01 | 70 | 9.23 | 46 | 184 | 4.03 | 16.11 | 17.27 | 29.35
| 300 | 0.3 | 15% | 0.345 | 126 | 252 | 3.98 | 69 | 9.1 | 57 | 183 | 4.99 | 16.03 | 18.07 | 29.11
| 2538 | 2.538 | 0% | 2.538 | 756 | 1853 | 29.27 | 508 | 67.01 | 248 | 1345 | 21.72 | 117.79 | 118 | 214.07
| 3140.4 |  |  |  | 998 | [8 empty] | 165.42
832 | 3 | 0.003 | 10% | 0.0033 | 1 | 2 | 0.04 | 1 | 0.13 | 0 | 1 | 0 | 0.09 | 0.17 | 0.26
| 100 | 0.1 | 10% | 0.11 | 37 | 80 | 1.27 | 22 | 2.9 | 15 | 58 | 1.31 | 5.08 | 5.48 | 9.25
| 103 |  |  |  |  | 82 | [8 empty] | 9.51
833 | 35 | 0.035 | 0% | 0.035 | 12 | 26 | 0.4 | 7 | 0.92 | 5 | 19 | 0.44 | 1.66 | 1.76 | 2.98
DEMAND & ENERGY CALCULATION ONLY FOR 900 SERIES RATE CODES | [20 empty] | Average
cents/kW.h
|  | Demand | Ballast | Demand | Energy per Month |  | Demand | 1st Block | 1st Block | All Addional Energy |  | All Add. Energy Charge |  | Total Monthly Charge
Rate Code | Wattage | in KW | % | incl. Ballast | Photocell | Continuous | Charge | Energy | Energy Chg. | Photocell | Continuous | Photocell | Continuous | Photocell | Continuous | [5 empty] | Photocell | Continuous
901 | 2800 | 2.8 | 0% | 2.8 | 933 | 2044 | 32.3 | 560 | 73.87 | 373 | 1484 | 32.67 | 129.97 | 138.84 | 236.14 | [5 empty] | 14.881 | 11.5528
902 | 192 | 0.192 | 0% | 0.192 | 64 | 140 | 2.21 | 38 | 5.01 | 26 | 102 | 2.28 | 8.93 | 9.5 | 16.15 | [5 empty] | 14.8438 | 11.5357
903 | 175 | 0.175 | 0% | 0.175 | 58 | 128 | 2.02 | 35 | 4.62 | 23 | 93 | 2.01 | 8.14 | 8.65 | 14.78 | [5 empty] | 14.9138 | 11.5469
904 | 250 | 0.25 | 0% | 0.25 | 83 | 183 | 2.88 | 50 | 6.6 | 33 | 133 | 2.89 | 11.65 | 12.37 | 21.13 | [5 empty] | 14.9036 | 11.5464
905 | 885 | 0.885 | 0% | 0.885 | 295 | 646 | 10.21 | 177 | 23.35 | 118 | 469 | 10.33 | 41.07 | 43.89 | 74.63 | [5 empty] | 14.878 | 11.5526
906 | 768 | 0.768 | 0% | 0.768 | 140 | 561 | 8.86 | 140 | 18.47 | 0 | 421 | 0 | 36.87 | 27.33 | 64.2 | [5 empty] | 19.5214 | 11.4439
907 | 885 | 0.885 | 0% | 0.885 | 295 | 646 | 10.21 | 177 | 23.35 | 118 | 469 | 10.33 | 41.07 | 43.89 | 74.63 | [5 empty] | 14.878 | 11.5526
908 | 800 | 0.8 | 0% | 0.8 | 267 | 584 | 9.23 | 160 | 21.1 | 107 | 424 | 9.37 | 37.13 | 39.7 | 67.46 | [5 empty] | 14.8689 | 11.5514
909 | 420 | 0.42 | 0% | 0.42 | 13 | 307 | 4.84 | 13 | 1.71 | 0 | 294 | 0 | 25.75 | 6.55 | 32.3 | [5 empty] | 50.3846 | 10.5212
910 | 660 | 0.66 | 0% | 0.66 | 220 | 482 | 7.61 | 132 | 17.41 | 88 | 350 | 7.71 | 30.65 | 32.73 | 55.67 | [5 empty] | 14.8773 | 11.5498
911 | 75 | 0.075 | 0% | 0.075 | 25 | 55 | 0.87 | 15 | 1.98 | 10 | 40 | 0.88 | 3.5 | 3.73 | 6.35 | [5 empty] | 14.92 | 11.5455
912 | 400 | 0.4 | 0% | 0.4 | 133 | 292 | 4.61 | 80 | 10.55 | 53 | 212 | 4.64 | 18.57 | 7.5903 | 33.73 | Capital & Maintenance Only (400 HPS) |  |  |  | * | 5.707 | 11.5514
913 | 33800 | 33.8 | 0% | 33.8 | 11267 | 24674 | 389.86 | 6760 | 891.68 | 4507 | 17914 | 394.72 | 1568.88 | 1676.26 | 2850.42 | [5 empty] | 14.8776 | 11.5523
914 | 40 | 0.04 | 20% | 0.048 | 16 | 35 | 0.55 | 10 | 1.32 | 6 | 25 | 0.53 | 2.19 | 2.4 | 4.06 | ???? Minimum monthly chg. $2.53 |  |  |  |  | 15 | 11.6
915 | 40 | 0.04 | 20% | 0.048 | 16 | 35 | 0.55 | 10 | 1.32 | 6 | 25 | 0.53 | 2.19 | 2.4 | 4.06 | [5 empty] | 15 | 11.6
916 | 215 | 0.215 | 0% | 0.215 | 72 | 157 | 2.48 | 43 | 5.67 | 29 | 114 | 2.54 | 9.98 | 10.69 | 18.13 | Current energy is 73 kW.h/month |  |  |  |  | 14.8472 | 11.5478
917 | 110 | 0.11 | 18.2% | 0.13002 | 23 | 95 | 1.5 | 23 | 3.03 | 0 | 72 | 0 | 6.31 | 4.53 | 10.84 | [5 empty] | 19.6957 | 11.4105
918 | 80 | 0.08 | 12.5% | 0.09 | 30 | 66 | 1.04 | 18 | 2.37 | 12 | 48 | 1.05 | 4.2 | 4.46 | 7.61 | ???? Current rate is $2.67/mo. Energy OK |  |  |  |  | 14.8667 | 11.5303
919 | 110 | 0.11 | 18% | 0.1298 | 43 | 95 | 1.5 | 26 | 3.43 | 17 | 69 | 1.49 | 6.04 | 6.42 | 10.97 | [5 empty] | 14.9302 | 11.5474
920 | 360 | 0.36 | 0% | 0.36 | 88 | 263 | 4.15 | 72 | 9.5 | 16 | 191 | 1.4 | 16.73 | 15.05 | 30.38 | [5 empty] | 17.1023 | 11.5513
921 | 4582 | 4.582 | 0% | 4.582 | 830 | 3345 | 52.85 | 830 | 109.48 | 0 | 2515 | 0 | 220.26 | 162.33 | 382.59 | [5 empty] | 19.5578 | 11.4377
922 | 150 | 0.15 | 16% | 0.174 | 58 | 127 | 2.01 | 35 | 4.62 | 23 | 92 | 2.01 | 8.06 | 8.64 | 14.69 | [5 empty] | 14.8966 | 11.5669
923 | 3510 | 3.51 | 0% | 3.51 | 1170 | 2562 | 40.49 | 702 | 92.6 | 468 | 1860 | 40.99 | 162.9 | 174.08 | 295.99 | [5 empty] | 14.8786 | 11.5531
924 | 205 | 0.205 | 15.6% | 0.23698 | 79 | 173 | 2.73 | 47 | 6.2 | 32 | 126 | 2.8 | 11.03 | 11.73 | 19.96 | [5 empty] | 14.8481 | 11.5376
925 | 2040 | 2.04 | 0% | 2.04 | 680 | 1489 | 23.53 | 408 | 53.82 | 272 | 1081 | 23.82 | 94.67 | 101.17 | 172.02 | ???? Current rate is $63.60/mo. Energy OK |  |  |  |  | 14.8779 | 11.5527
926 | 330 | 0.33 | 15.45% | 0.38099 | 127 | 278 | 4.39 | 76 | 10.02 | 51 | 202 | 4.47 | 17.69 | 18.88 | 32.1 | [5 empty] | 14.8661 | 11.5468
927 | 2190 | 2.19 | 0% | 2.19 | 730 | 1599 | 25.26 | 438 | 57.77 | 292 | 1161 | 25.57 | 101.68 | 108.6 | 184.71 | [5 empty] | 14.8767 | 11.5516
928 | 2850 | 2.85 | 0% | 2.85 | 950 | 2081 | 32.87 | 570 | 75.19 | 380 | 1511 | 33.28 | 132.33 | 141.34 | 240.39 | ???? Current rate is $88.85/mo. Energy OK |  |  |  |  | 14.8779 | 11.5517
929 | 550 | 0.55 | 0% | 0.55 | 183 | 402 | 6.34 | 110 | 14.51 | 73 | 292 | 6.39 | 25.57 | 27.24 | 46.42 | [5 empty] | 14.8852 | 11.5473
930 | 70 | 0.07 | 25% | 0.0875 | 29 | 64 | 1.01 | 18 | 2.37 | 11 | 46 | 0.96 | 4.03 | 4.34 | 7.41 | [5 empty] | 14.9655 | 11.5781
931 | 132 | 0.132 | 10% | 0.1452 | 53 | 106 | 1.67 | 29 | 3.83 | 24 | 77 | 2.1 | 6.74 | 7.6 | 12.24 | [5 empty] | 14.3396 | 11.5472
932 | 180 | 0.18 | 15% | 0.207 | 69 | 151 | 2.39 | 41 | 5.41 | 28 | 110 | 2.45 | 9.63 | 10.25 | 17.43 | ???? Current rate is $6.11/mo. Energy OK |  |  |  |  | 14.8551 | 11.543
933 | 1000 | 1 | 0% | 1 | 333 | 730 | 11.53 | 200 | 26.38 | 133 | 530 | 11.65 | 46.42 | 49.56 | 84.33 | ???? Current rate is $52.91/mo. Energy OK |  |  |  |  | 14.8829 | 11.5521
934 | 55 | 0.055 | 40% | 0.077 | 26 | 56 | 0.89 | 15 | 1.98 | 11 | 41 | 0.96 | 3.59 | 3.83 | 6.46 | [5 empty] | 14.7308 | 11.5357
935 | 1000 | 1 | 10% | 1.1 | 367 | 803 | 12.69 | 220 | 29.02 | 147 | 583 | 12.87 | 51.06 | 54.58 | 92.77 | Rate includes Cap. & Maint. Of $13.37/month |  |  |  |  | 14.8719 | 11.5529
936 | 125 |  | 0% | 0 | 0 | 0 | 0 | 0 | 0 | 0 | 0 | 0 | 0 | 8.6863 | 0 | Capital & Maintenance Charge (125 MV) |  |  |  |  | #DIV/0! | #DIV/0!
937 | 528 | 0.528 | 0% | 0.528 | 176 | 385 | 6.09 | 106 | 13.98 | 70 | 279 | 6.13 | 24.43 | 26.2 | 44.5 | [5 empty] | 14.8864 | 11.5584
938 | 360 | 0.36 | 0% | 0.36 | 120 | 263 | 4.15 | 72 | 9.5 | 48 | 191 | 4.2 | 16.73 | 17.85 | 30.38 | [5 empty] | 14.875 | 11.5513
939 | 150 | 0.15 | 0% | 0.15 | 50 | 110 | 1.73 | 30 | 3.96 | 20 | 80 | 1.75 | 7.01 | 7.44 | 12.7 | [5 empty] | 14.88 | 11.5455
940 | 675 | 0.675 | 0% | 0.675 | 225 | 493 | 7.79 | 135 | 17.81 | 90 | 358 | 7.88 | 31.35 | 33.48 | 56.95 | [5 empty] | 14.88 | 11.5517
941 | 7440 | 7.44 | 0% | 7.44 | 2480 | 5431 | 85.82 | 1488 | 196.27 | 992 | 3943 | 86.88 | 345.32 | 368.97 | 627.41 | ???? Current energy is 2467 kW.h |  |  |  |  | 14.8778 | 11.5524
942 | 2200 | 2.2 | 0% | 2.2 | 733 | 1606 | 25.38 | 440 | 58.04 | 293 | 1166 | 25.66 | 102.12 | 109.08 | 185.54 | Current rate $67.98/mo. Energy is OK |  |  |  |  | 14.8813 | 11.5529
943 | 1290 | 1.29 | 0% | 1.29 | 430 | 942 | 14.88 | 258 | 34.03 | 172 | 684 | 15.06 | 59.9 | 63.97 | 108.81 | Current rate $40.01/mo. Energy is OK |  |  |  |  | 14.8767 | 11.551
944 | 200 | 0.2 | 0% | 0.2 | 67 | 146 | 2.31 | 40 | 5.28 | 27 | 106 | 2.36 | 9.28 | 9.95 | 16.87 | Current rate $10.54/mo. Energy is OK |  |  |  |  | 14.8507 | 11.5548
945 | 1380 | 1.38 | 0% | 1.38 | 2 | 1007 | 15.92 | 2 | 0.26 | 0 | 1005 | 0 | 88.02 | 16.18 | 104.2 | [5 empty] | 809 | 10.3476
946 | 1800 | 1.8 | 10% | 1.98 | 660 | 1445 | 22.84 | 396 | 52.23 | 264 | 1049 | 23.12 | 91.87 | 98.19 | 166.94 | [5 empty] | 14.8773 | 11.5529
947 | 300 | 0.3 | 0% | 0.3 | 4 | 219 | 3.46 | 4 | 0.53 | 0 | 215 | 0 | 18.83 | 3.99 | 22.82 | [5 empty] | 99.75 | 10.4201
948 | 1344 | 1.344 | 0% | 1.344 | 448 | 981 | 15.5 | 269 | 35.48 | 179 | 712 | 15.68 | 62.36 | 66.66 | 113.34 | [5 empty] | 14.8795 | 11.5535
949 | 75 | 0.075 | 0% | 0.075 | 25 | 55 | 0.87 | 15 | 1.98 | 10 | 40 | 0.88 | 3.5 | 3.73 | 6.35 | ???? Current energy is OK. Min. Charge $2.53 |  |  |  |  | 14.92 | 11.5455
950 | 1440 | 1.44 | 0% | 1.44 | 480 | 1051 | 16.61 | 288 | 37.99 | 192 | 763 | 16.82 | 66.82 | 71.42 | 121.42 | [5 empty] | 14.8792 | 11.5528
951 | 2000 | 2 | 0% | 2 | 667 | 1460 | 23.07 | 400 | 52.76 | 267 | 1060 | 23.38 | 92.83 | 99.21 | 168.66 | [5 empty] | 14.8741 | 11.5521
952 | 1119 | 1.119 | 0% | 1.119 | 0 | 0 | 12.91 | 0 | 0 | 0 | 0 | 0 | 0 | 12.91 | 12.91 | Power Charges amounts to $8.16/month |  |  |  |  | #DIV/0! | #DIV/0!
953 | 1548 | 1.548 | 0% | 1.548 | 516 | 1130 | 17.86 | 310 | 40.89 | 206 | 820 | 18.04 | 71.81 | 76.79 | 130.56 | [5 empty] | 14.8818 | 11.554
954 | 175 |  | 0% | 0 | 0 | 0 | 0 | 0 | 0 | 0 | 0 | 0 | 0 | 7.2442 | 0 | Capital & Maintenance Charge (175 MV) |  |  |  | * | #DIV/0! | #DIV/0!
955 | 100 |  | 0% | 0 | 0 | 0 | 0 | 0 | 0 | 0 | 0 | 0 | 0 | 7.3164 | 0 | Capital & Maintenance Charge (100 HPS) |  |  |  | * | #DIV/0! | #DIV/0!
956 | 250 | 0.25 | 0% | 0.25 | 83 | 183 | 2.88 | 50 | 6.6 | 33 | 133 | 2.89 | 11.65 | 12.37 | 21.13 | Current Rate OK. Current energy is 182 kW.h |  |  |  |  | 14.9036 | 11.5464
957 | 90 | 0.09 | 10% | 0.099 | 33 | 72 | 1.14 | 20 | 2.64 | 13 | 52 | 1.14 | 4.55 | 4.92 | 8.33 | Current rate is $2.97/mo. Energy OK |  |  |  |  | 14.9091 | 11.5694
958 | 850 | 0.85 | 0% | 0.85 | 283 | 621 | 9.8 | 170 | 22.42 | 113 | 451 | 9.9 | 39.5 | 42.12 | 71.72 | [5 empty] | 14.8834 | 11.5491
959 | 980 | 0.98 | 0% | 0.98 | 327 | 715 | 11.3 | 196 | 25.85 | 131 | 519 | 11.47 | 45.45 | 48.62 | 82.6 | [5 empty] | 14.8685 | 11.5524
960 | 2400 | 2.4 | 0% | 2.4 | 800 | 1752 | 27.68 | 480 | 63.31 | 320 | 1272 | 28.03 | 111.4 | 119.02 | 202.39 | [5 empty] | 14.8775 | 11.5519
961 | 5 | 0.005 | 0% | 0.005 | 2 | 4 | 0.06 | 1 | 0.13 | 1 | 3 | 0.09 | 0.26 | 0.28 | 0.45 | ???? Minimum monthly chg. $2.53 |  |  |  |  | 14 | 11.25
962 | 100 | 0.1 | 0% | 0.1 | 0 | 73 | 1.15 | 0 | 0 | 0 | 73 | 0 | 6.39 | 1.15 | 7.54 | ???? Minimum monthly chg. $2.53 |  |  |  |  | #DIV/0! | 10.3288
963 | 249 | 0.249 | 0% | 0.249 | 1 | 182 | 2.87 | 1 | 0.13 | 0 | 181 | 0 | 15.85 | 3 | 18.85 | ???? Minimum monthly chg. $2.53 |  |  |  |  | 300 | 10.3571
964 | 319 | 0.319 | 10% | 0.3509 | 117 | 256 | 4.05 | 70 | 9.23 | 47 | 186 | 4.12 | 16.29 | 17.4 | 29.57 | ???? Current rate is $10.54/mo. Energy OK |  |  |  |  | 14.8718 | 11.5508
965 | 2420 | 2.42 | 0% | 2.42 | 807 | 1767 | 27.91 | 484 | 63.84 | 323 | 1283 | 28.29 | 112.36 | 120.04 | 204.11 | Current rate is OK. Current energy is 799 kW.h |  |  |  |  | 14.8748 | 11.5512
966 | 6500 | 6.5 | 0% | 6.5 | 845 | 4745 | 74.97 | 845 | 111.46 | 0 | 3900 | 0 | 341.56 | 186.43 | 527.99 | [5 empty] | 22.0627 | 11.1273
967 | 2500 | 2.5 | 0% | 2.5 | 833 | 1320 | 28.84 | 500 | 65.95 | 333 | 820 | 29.16 | 71.81 | 123.95 | 166.6 | [5 empty] | 14.88 | 12.6212
968 | 473 | 0.473 | 0% | 0.473 | 158 | 345 | 5.46 | 95 | 12.53 | 63 | 250 | 5.52 | 21.89 | 23.51 | 39.88 | [5 empty] | 14.8797 | 11.5594
969 | 1488 | 1.488 | 0% | 1.488 | 496 | 1086 | 17.16 | 298 | 39.31 | 198 | 788 | 17.34 | 69.01 | 73.81 | 125.48 | [5 empty] | 14.881 | 11.5543
970 | 3200 | 3.2 | 0% | 3.2 | 1067 | 2336 | 36.91 | 640 | 84.42 | 427 | 1696 | 37.4 | 148.53 | 158.73 | 269.86 | [5 empty] | 14.8763 | 11.5522
971 | 49 | 0.049 | 0% | 0.049 | 16 | 36 | 0.57 | 10 | 1.32 | 6 | 26 | 0.53 | 2.28 | 2.42 | 4.17 | ???? Minimum monthly chg. $2.53 |  |  |  |  | 15.125 | 11.5833
972 | 25 | 0.025 | 0% | 0.025 | 8 | 18 | 0.29 | 5 | 0.66 | 3 | 13 | 0.26 | 1.14 | 1.21 | 2.09 | ???? Minimum monthly chg. $2.53 |  |  |  |  | 15.125 | 11.6111
973 | 180 | 0.18 | 10% | 0.198 | 66 | 145 | 2.28 | 40 | 5.28 | 26 | 105 | 2.28 | 9.2 | 9.84 | 16.76 | ???? Current rate is $5.95/mo. Energy OK |  |  |  |  | 14.9091 | 11.5586
974 | 700 | 0.7 | 9.5% | 0.7665 | 256 | 560 | 8.84 | 153 | 20.18 | 103 | 407 | 9.02 | 35.64 | 38.04 | 64.66 | ???? Current rate is $23.07/mo. Energy OK |  |  |  |  | 14.8594 | 11.5464
975 | 324 | 0.324 | 0% | 0.324 | 108 | 237 | 3.74 | 65 | 8.57 | 43 | 172 | 3.77 | 15.06 | 16.08 | 27.37 | [5 empty] | 14.8889 | 11.5485
976 | 300 | 0.3 | 0% | 0.3 | 46 | 219 | 3.46 | 46 | 6.07 | 0 | 173 | 0 | 15.15 | 9.53 | 24.68 | [5 empty] | 20.7174 | 11.2694
977 | 50 | 0.05 | 0% | 0.05 | 17 | 37 | 0.58 | 10 | 1.32 | 7 | 27 | 0.61 | 2.36 | 2.51 | 4.26 | [5 empty] | 14.7647 | 11.5135
978 | 648 | 0.648 | 0% | 0.648 | 126 | 473 | 7.47 | 126 | 16.62 | 0 | 347 | 0 | 30.39 | 24.09 | 54.48 | [5 empty] | 19.119 | 11.518
979 | 1100 | 1.1 | 0% | 1.1 | 367 | 803 | 12.69 | 220 | 29.02 | 147 | 583 | 12.87 | 51.06 | 54.58 | 92.77 | [5 empty] | 14.8719 | 11.5529
980 | 2148 | 2.148 | 0% | 2.148 | 716 | 1568 | 24.78 | 430 | 56.72 | 286 | 1138 | 25.05 | 99.66 | 106.55 | 181.16 | [5 empty] | 14.8813 | 11.5536
981 | 216 | 0.216 | 0% | 0.216 | 72 | 158 | 2.49 | 43 | 5.67 | 29 | 115 | 2.54 | 10.07 | 10.7 | 18.23 | [5 empty] | 14.8611 | 11.538
982 | 400 | 0.4 | 0% | 0.4 | 85 | 292 | 4.61 | 80 | 10.55 | 5 | 212 | 0.44 | 18.57 | 15.6 | 33.73 | [5 empty] | 18.3529 | 11.5514
983 | 420 | 0.42 | 0% | 0.42 | 140 | 307 | 4.84 | 84 | 11.08 | 56 | 223 | 4.9 | 19.53 | 20.82 | 35.45 | [5 empty] | 14.8714 | 11.5472
984 | 746 | 0.746 | 0% | 0.746 | 42 | 545 | 8.6 | 42 | 5.54 | 0 | 503 | 0 | 44.05 | 14.14 | 58.19 | ???? Current rate is $7.67/mo. Energy OK |  |  |  |  | 33.6667 | 10.6771
985 | 1200 | 1.2 | 0% | 1.2 | 400 | 876 | 13.84 | 240 | 31.66 | 160 | 636 | 14.01 | 55.7 | 59.51 | 101.2 | [5 empty] | 14.8775 | 11.5525
986 | 2300 | 2.3 | 0% | 2.3 | 10 | 1679 | 26.53 | 10 | 1.32 | 0 | 1669 | 0 | 146.17 | 27.85 | 174.02 | [5 empty] | 278.5 | 10.3645
987 | 1990 | 1.99 | 0% | 1.99 | 663 | 1453 | 22.95 | 398 | 52.5 | 265 | 1055 | 23.21 | 92.4 | 98.66 | 167.85 | [5 empty] | 14.8808 | 11.552
988 | 160 | 0.16 | 10% | 0.176 | 27 | 128 | 2.03 | 27 | 3.56 | 0 | 101 | 0 | 8.85 | 5.59 | 14.44 | [5 empty] | 20.7037 | 11.2812
989 | 624 | 0.624 | 0% | 0.624 | 208 | 456 | 7.2 | 125 | 16.49 | 83 | 331 | 7.27 | 28.99 | 30.96 | 52.68 | [5 empty] | 14.8846 | 11.5526
990 | 745 | 0.745 | 0% | 0.745 | 218 | 544 | 8.59 | 149 | 19.65 | 69 | 395 | 6.04 | 34.59 | 34.28 | 62.83 | [5 empty] | 15.7248 | 11.5496
991 | 5000 | 5 | 0% | 5 | 1667 | 3650 | 57.67 | 1000 | 131.91 | 667 | 2650 | 58.41 | 232.08 | 247.99 | 421.66 | [5 empty] | 14.8764 | 11.5523
992 | 100 | 0.1 | 0% | 0.1 | 33 | 73 | 1.15 | 20 | 2.64 | 13 | 53 | 1.14 | 4.64 | 4.93 | 8.43 | [5 empty] | 14.9394 | 11.5479
993 | 200 | 0.2 | 0% | 0.2 | 40 | 146 | 2.31 | 40 | 5.28 | 0 | 106 | 0 | 9.28 | 7.59 | 16.87 | [5 empty] | 18.975 | 11.5548
994 | 1650 | 1.65 | 0% | 1.65 | 550 | 1205 | 19.03 | 330 | 43.53 | 220 | 875 | 19.27 | 76.63 | 81.83 | 139.19 | [5 empty] | 14.8782 | 11.551
995 | 336 | 0.336 | 0% | 0.336 | 112 | 245 | 3.88 | 67 | 8.84 | 45 | 178 | 3.94 | 15.59 | 16.66 | 28.31 | [5 empty] | 14.875 | 11.5551
996 | 336 | 0.336 | 0% | 0.336 | 112 | 245 | 3.88 | 67 | 8.84 | 45 | 178 | 3.94 | 15.59 | 16.66 | 28.31 | [5 empty] | 14.875 | 11.5551
997 | 500 | 0.5 | 0% | 0.5 | 167 | 365 | 5.77 | 100 | 13.19 | 67 | 265 | 5.87 | 23.21 | 24.83 | 42.17 | [5 empty] | 14.8683 | 11.5534
998 | 764 | 0.764 | 17.25% | 0.89579 | 299 | 654 | 10.33 | 179 | 23.61 | 120 | 475 | 10.51 | 41.6 | 44.45 | 75.54 | ???? Current rate is $45.70/mo. Energy OK |  |  |  |  | 14.8662 | 11.5505
999 | 144 | 0.144 | 0% | 0.144 | 48 | 105 | 1.66 | 29 | 3.83 | 19 | 76 | 1.66 | 6.66 | 7.15 | 12.15 | [5 empty] | 14.8958 | 11.5714
1000 | 86 | 0.086 | 36% | 0.11696 | 39 | 85 | 1.35 | 23 | 3.03 | 16 | 62 | 1.4 | 5.43 | 5.78 | 9.81 | [5 empty] | 14.8205 | 11.5412
1001 | 720 | 0.72 | 25% | 0.9 | 300 | 657 | 10.38 | 180 | 23.74 | 120 | 477 | 10.51 | 41.77 | 44.63 | 75.89 | [5 empty] | 14.8767 | 11.551
1002 | 11104 | 11.104 | 10% | 12.2144 | 4087 | 8917 | 140.88 | 2443 | 322.24 | 1644 | 6474 | 143.98 | 566.98 | 607.1 | 1030.1 | [5 empty] | 14.8544 | 11.5521
1003 | 825 | 0.825 | 20% | 0.99 | 330 | 723 | 11.42 | 198 | 26.12 | 132 | 525 | 11.56 | 45.98 | 49.1 | 83.52 | [5 empty] | 14.8788 | 11.5519
1004 | 720 | 0.72 | 10% | 0.792 | 264 | 578 | 9.14 | 158 | 20.84 | 106 | 420 | 9.28 | 36.78 | 39.26 | 66.76
1005 | 680 | 0.68 | 10% | 0.748 | 249 | 546 | 8.63 | 150 | 19.79 | 99 | 396 | 8.67 | 34.68 | 37.09 | 63.1
1006 | 700 | 0.7 | 9.9% | 0.7693 | 256 | 562 | 8.87 | 154 | 20.31 | 102 | 408 | 8.93 | 35.73 | 38.11 | 64.91
1007 | 690 | 0.69 | 13.19% | 0.78101 | 260 | 570 | 9.01 | 156 | 20.58 | 104 | 414 | 9.11 | 36.26 | 38.7 | 65.85
1008 | 550 | 0.55 | 10% | 0.605 | 3 | 442 | 6.98 | 3 | 0.4 | 0 | 439 | 0 | 38.45 | 7.38 | 45.83
1009 | 200 | 0.2 | 10% | 0.22 | 73 | 161 | 2.54 | 44 | 5.8 | 29 | 117 | 2.54 | 10.25 | 10.88 | 18.59
1010 | 603 | 0.603 | 15% | 0.69345 | 253 | 380 | 8 | 139 | 18.33 | 114 | 241 | 9.98 | 21.11 | 36.31 | 47.44
1011 | 35 | 0.035 | 0% | 0.035 | 12 | 26 | 0.4 | 7 | 0.92 | 5 | 19 | 0.44 | 1.66 | 1.76 | 2.98 | ???? Minimum monthly chg. $2.53
1012 | 408 | 0.408 | 10% | 0.4488 | 150 | 328 | 5.18 | 90 | 11.87 | 60 | 238 | 5.25 | 20.84 | 22.3 | 37.89
1013 | 395 | 0.395 | 10% | 0.4345 | 145 | 317 | 5.01 | 87 | 11.48 | 58 | 230 | 5.08 | 20.14 | 21.57 | 36.63
1014 | 180 | 0.18 | 10% | 0.198 | 66 | 145 | 2.28 | 40 | 5.28 | 26 | 105 | 2.28 | 9.2 | 9.84 | 16.76
1015 | 5844 | 5.844 | 28.6% | 7.5154 | 2505 | 5486 | 86.68 | 1503 | 198.25 | 1002 | 3983 | 87.75 | 348.83 | 372.68 | 633.76
1016 | 875 | 0.875 | 28.5% | 1.1244 | 375 | 821 | 12.97 | 225 | 29.68 | 150 | 596 | 13.14 | 52.2 | 55.79 | 94.85
1017 | 100 | 0.1 | 10% | 0.11 | 37 | 80 | 1.27 | 22 | 2.9 | 15 | 58 | 1.31 | 5.08 | 5.48 | 9.25
1018 | 300 | 0.3 | 10% | 0.33 | 120 | 241 | 3.81 | 66 | 8.71 | 54 | 175 | 4.73 | 15.33 | 17.25 | 27.85
1019 | 228 | 0.228 | 10% | 0.2508 | 84 | 183 | 2.89 | 50 | 6.6 | 34 | 133 | 2.98 | 11.65 | 12.47 | 21.14
1020 | 320 | 0.32 | 10% | 0.352 | 117 | 257 | 4.06 | 70 | 9.23 | 47 | 187 | 4.12 | 16.38 | 17.41 | 29.67
1021 | 1955 | 1.955 | 0% | 1.955 | 652 | 1427 | 22.55 | 391 | 51.57 | 261 | 1036 | 22.86 | 90.73 | 96.98 | 164.85
1022 | 75 | 0.075 | 20% | 0.09 | 30 | 66 | 1.04 | 18 | 2.37 | 12 | 48 | 1.05 | 4.2 | 4.46 | 7.61
1023 | 1640 | 1.64 | 0% | 1.64 | 546 | 1197 | 18.92 | 328 | 43.26 | 218 | 869 | 19.09 | 76.11 | 81.27 | 138.29
1024 | 390 | 0.39 | 10% | 0.429 | 143 | 313 | 4.95 | 86 | 11.34 | 57 | 227 | 4.99 | 19.88 | 21.28 | 36.17
1025 | 300 | 0.3 | 10% | 0.33 | 110 | 241 | 3.81 | 66 | 8.71 | 44 | 175 | 3.85 | 15.33 | 16.37 | 27.85
1026 | 440 | 0.44 | 10% | 0.484 | 161 | 353 | 5.58 | 97 | 12.79 | 64 | 256 | 5.61 | 22.42 | 23.98 | 40.79
1027 | 210 | 0.21 | 10% | 0.231 | 42 | 169 | 2.66 | 42 | 5.54 | 0 | 127 | 0 | 11.12 | 8.2 | 19.32
1028 | 840 | 0.84 | 10% | 0.924 | 308 | 675 | 10.66 | 185 | 24.4 | 123 | 490 | 10.77 | 42.91 | 45.83 | 77.97
1029 | 80 | 0.08 | 10% | 0.088 | 16 | 64 | 1.02 | 16 | 2.11 | 0 | 48 | 0 | 4.2 | 3.13 | 7.33
1030 | 1032 | 1.032 | 10% | 1.1352 | 378 | 829 | 13.09 | 227 | 29.94 | 151 | 602 | 13.22 | 52.72 | 56.25 | 95.75
1031 | 516 | 0.516 | 10% | 0.5676 | 189 | 414 | 6.55 | 114 | 15.04 | 75 | 300 | 6.57 | 26.27 | 28.16 | 47.86
1032 | 216 | 0.216 | 10% | 0.2376 | 79 | 173 | 2.74 | 48 | 6.33 | 31 | 125 | 2.71 | 10.95 | 11.78 | 20.02
1033 | 375 | 0.375 | 10% | 0.4125 | 138 | 301 | 4.76 | 83 | 10.95 | 55 | 218 | 4.82 | 19.09 | 20.53 | 34.8
1034 | 560 | 0.56 | 10% | 0.616 | 205 | 450 | 7.11 | 123 | 16.22 | 82 | 327 | 7.18 | 28.64 | 30.51 | 51.97
1035 | 350 | 0.35 | 0% | 0.35 | 128 | 256 | 4.04 | 70 | 9.23 | 58 | 186 | 5.08 | 16.29 | 18.35 | 29.56
1036 | 300 | 0.3 | 14.67% | 0.34401 | 115 | 251 | 3.97 | 69 | 9.1 | 46 | 182 | 4.03 | 15.94 | 17.1 | 29.01
1037 | 585 | 0.585 | 33.33% | 0.77998 | 260 | 569 | 9 | 156 | 20.58 | 104 | 413 | 9.11 | 36.17 | 38.69 | 65.75
1038 | 360 | 0.36 | 11.11% | 0.4 | 133 | 292 | 4.61 | 80 | 10.55 | 53 | 212 | 4.64 | 18.57 | 19.8 | 33.73
1039 | 672 | 0.672 | 19.05% | 0.80002 | 267 | 584 | 9.23 | 160 | 21.1 | 107 | 424 | 9.37 | 37.13 | 39.7 | 67.46
1040 | 140 | 0.14 | 20% | 0.168 | 56 | 123 | 1.94 | 34 | 4.48 | 22 | 89 | 1.93 | 7.79 | 8.35 | 14.21
1041 | 570 | 0.57 | 10% | 0.627 | 209 | 458 | 7.23 | 125 | 16.49 | 84 | 333 | 7.36 | 29.16 | 31.08 | 52.88
1042 | 1320 | 1.32 | 4.7% | 1.382 | 461 | 1009 | 15.94 | 276 | 36.41 | 185 | 733 | 16.2 | 64.2 | 68.55 | 116.55
1043 | 1300 | 1.3 | 35.17% | 1.7572 | 586 | 1283 | 20.27 | 351 | 46.3 | 235 | 932 | 20.58 | 81.62 | 87.15 | 148.19
1044 | 340 | 0.34 | 8.82% | 0.36999 | 123 | 270 | 4.27 | 74 | 9.76 | 49 | 196 | 4.29 | 17.17 | 18.32 | 31.2
1045 | 720 | 0.72 | 14.44% | 0.82397 | 275 | 601 | 9.5 | 165 | 21.76 | 110 | 436 | 9.63 | 38.18 | 40.89 | 69.44
1046 | 360 | 0.36 | 14.44% | 0.41198 | 137 | 301 | 4.75 | 82 | 10.82 | 55 | 219 | 4.82 | 19.18 | 20.39 | 34.75
1047 |  | 0 | 0% | 0 | 0 | 0 | 0 | 0 | 0 | 0 | 0 | 0 | 0 | 15.6896 | 0 | Capital & Maint. Charge (250 & 400 M/A)
1048 | 320 | 0.32 | 11.5% | 0.3568 | 119 | 260 | 4.12 | 71 | 9.37 | 48 | 189 | 4.2 | 16.55 | 17.69 | 30.04
1049 | 150 | 0.15 | 20% | 0.18 | 60 | 131 | 2.08 | 36 | 4.75 | 24 | 95 | 2.1 | 8.32 | 8.93 | 15.15
1050 | 400 | 0.4 | 10% | 0.44 | 147 | 321 | 5.08 | 88 | 11.61 | 59 | 233 | 5.17 | 20.41 | 21.86 | 37.1
1051 | 380 | 0.38 | 21.58% | 0.462 | 154 | 337 | 5.33 | 92 | 12.14 | 62 | 245 | 5.43 | 21.46 | 22.9 | 38.93
| 510 | 0.51 | 17.65% | 0.60001 | 200 | 438 | 6.92 | 120 | 15.83 | 80 | 318 | 7.01 | 27.85 | 29.76 | 50.6
| 145 | 0.145 | 19.31% | 0.173 | 58 | 126 | 2 | 35 | 4.62 | 23 | 91 | 2.01 | 7.97 | 8.63 | 14.59
| 400 | 0.4 | 21.75% | 0.487 | 162 | 356 | 5.62 | 97 | 12.79 | 65 | 259 | 5.69 | 22.68 | 24.1 | 41.09
| 1435 |  |  |  | 574 | [8 empty] | 85.39
1052 | 180 | 0.18 | 21.67% | 0.21901 | 73 | 160 | 2.53 | 44 | 5.8 | 29 | 116 | 2.54 | 10.16 | 10.87 | 18.49
1054 | 3960 | 3.96 | 14.55% | 4.5362 | 1512 | 3311 | 52.32 | 907 | 119.64 | 605 | 2404 | 52.98 | 210.54 | 224.94 | 382.5
| 765 | 0.765 | 20% | 0.918 | 306 | 670 | 10.59 | 184 | 24.27 | 122 | 486 | 10.68 | 42.56 | 45.54 | 77.42
| 4725 |  |  |  | 1818 | [8 empty] | 270.48
1055 | 90 | 0.09 | 0% | 0.09 | 30 | 66 | 1.04 | 18 | 2.37 | 12 | 48 | 1.05 | 4.2 | 4.46 | 7.61
1056 | 4608 | 4.608 | 0% | 4.608 | 1536 | 3364 | 53.15 | 922 | 121.62 | 614 | 2442 | 53.77 | 213.87 | 228.54 | 388.64
1057 | 1260 | 1.26 | 3.8% | 1.3079 | 436 | 955 | 15.09 | 262 | 34.56 | 174 | 693 | 15.24 | 60.69 | 64.89 | 110.34
1058 | 3432 | 3.432 | 0% | 3.432 | 1144 | 2505 | 39.59 | 686 | 90.49 | 458 | 1819 | 40.11 | 159.31 | 170.19 | 289.39
1059 | 660 | 0.66 | 14.55% | 0.75603 | 252 | 552 | 8.72 | 151 | 19.92 | 101 | 401 | 8.85 | 35.12 | 37.49 | 63.76
1060 | 320 | 0.32 | 16.25% | 0.372 | 124 | 272 | 4.29 | 74 | 9.76 | 50 | 198 | 4.38 | 17.34 | 18.43 | 31.39
1061 | 950 | 0.95 | 21.58% | 1.155 | 385 | 843 | 13.32 | 231 | 30.47 | 154 | 612 | 13.49 | 53.6 | 57.28 | 97.39
1062 | 228 | 0.228 | 30% | 0.2964 | 99 | 216 | 3.42 | 59 | 7.78 | 40 | 157 | 3.5 | 13.75 | 14.7 | 24.95
1063 | 510 | 0.51 | 17.65% | 0.60001 | 200 | 438 | 6.92 | 120 | 15.83 | 80 | 318 | 7.01 | 27.85 | 29.76 | 50.6
1064 | 40 | 0.04 | 0% | 0.04 | 13 | 29 | 0.46 | 8 | 1.06 | 5 | 21 | 0.44 | 1.84 | 1.96 | 3.36
1065 | 440 | 0.44 | 22.73% | 0.54001 | 180 | 394 | 6.23 | 108 | 14.25 | 72 | 286 | 6.31 | 25.05 | 26.79 | 45.53
1066 | 550 | 0.55 | 11.64% | 0.61402 | 205 | 448 | 7.08 | 123 | 16.22 | 82 | 325 | 7.18 | 28.46 | 30.48 | 51.76
1067 | 200 | 0.2 | 10% | 0.22 | 73 | 161 | 2.54 | 44 | 5.8 | 29 | 117 | 2.54 | 10.25 | 10.88 | 18.59
1068 | 880 | 0.88 | 14.55% | 1.008 | 336 | 736 | 11.63 | 202 | 26.64 | 134 | 534 | 11.74 | 46.77 | 50.01 | 85.04
1069 | 5004 | 5.004 | 0% | 5.004 | 1668 | 3653 | 57.72 | 1001 | 132.04 | 667 | 2652 | 58.41 | 232.26 | 248.17 | 422.02
1070 | 720 | 0.72 | 10.83% | 0.79798 | 266 | 583 | 9.2 | 160 | 21.1 | 106 | 423 | 9.28 | 37.05 | 39.58 | 67.35
1071 | 825 | 0.825 | 23.64% | 1.02 | 340 | 745 | 11.77 | 204 | 26.91 | 136 | 541 | 11.91 | 47.38 | 50.59 | 86.06
1072 | 624 | 0.624 | 16.67% | 0.72802 | 243 | 531 | 8.4 | 146 | 19.26 | 97 | 385 | 8.5 | 33.72 | 36.16 | 61.38
1073 | 84 | 0.084 | 0% | 0.084 | 28 | 61 | 0.97 | 17 | 2.24 | 11 | 44 | 0.96 | 3.85 | 4.17 | 7.06
| 350 | 0.35 | 23.43% | 0.432 | 144 | 315 | 4.98 | 86 | 11.34 | 58 | 229 | 5.08 | 20.06 | 21.4 | 36.38
| 434 |  |  |  | 172 | [8 empty] | 25.57
1075 | 1320 | 1.32 | 9.09% | 1.44 | 480 | 1051 | 16.61 | 288 | 37.99 | 192 | 763 | 16.82 | 66.82 | 71.42 | 121.42
1076 | 120 | 0.12 | 14.55% | 0.13746 | 46 | 100 | 1.59 | 27 | 3.56 | 19 | 73 | 1.66 | 6.39 | 6.81 | 11.54
| 300 | 0.3 | 14.55% | 0.34365 | 115 | 251 | 3.96 | 69 | 9.1 | 46 | 182 | 4.03 | 15.94 | 17.09 | 29
| 170 | 0.17 | 14.55% | 0.19473 | 65 | 142 | 2.25 | 39 | 5.14 | 26 | 103 | 2.28 | 9.02 | 9.67 | 16.41
| 590 |  |  |  | 226 | [8 empty] | 33.57
1077 | 700 | 0.7 | 9.71% | 0.76797 | 256 | 561 | 8.86 | 154 | 20.31 | 102 | 407 | 8.93 | 35.64 | 38.1 | 64.81
1078 | 1870 | 1.87 | 23% | 2.3001 | 767 | 1679 | 26.53 | 460 | 60.68 | 307 | 1219 | 26.89 | 106.76 | 114.1 | 193.97
1079 | 600 | 0.6 | 12% | 0.672 | 224 | 491 | 7.75 | 134 | 17.68 | 90 | 357 | 7.88 | 31.27 | 33.31 | 56.7
1080 | 384 | 0.384 | 20.3% | 0.46195 | 154 | 337 | 5.33 | 92 | 12.14 | 62 | 245 | 5.43 | 21.46 | 22.9 | 38.93
1081 | 52 | 0.052 | 10% | 0.0572 | 19 | 42 | 0.66 | 11 | 1.45 | 8 | 31 | 0.7 | 2.71 | 2.81 | 4.82
| 50 | 0.05 | 10% | 0.055 | 18 | 40 | 0.63 | 11 | 1.45 | 7 | 29 | 0.61 | 2.54 | 2.69 | 4.62
| 102 |  |  |  | 37 | [8 empty] | 5.5
1082 | 1320 | 1.32 | 14.55% | 1.5121 | 504 | 1104 | 17.44 | 302 | 39.84 | 202 | 802 | 17.69 | 70.24 | 74.97 | 127.52
1083 | 450 | 0.45 | 10% | 0.495 | 165 | 361 | 5.71 | 99 | 13.06 | 66 | 262 | 5.78 | 22.95 | 24.55 | 41.72
1084 | 162 | 0.162 | 10% | 0.1782 | 59 | 130 | 2.06 | 36 | 4.75 | 23 | 94 | 2.01 | 8.23 | 8.82 | 15.04
1085 | 425 | 0.425 | 10% | 0.4675 | 156 | 341 | 5.39 | 94 | 12.4 | 62 | 247 | 5.43 | 21.63 | 23.22 | 39.42
1086 | 720 | 0.72 | 10% | 0.792 | 264 | 578 | 9.14 | 158 | 20.84 | 106 | 420 | 9.28 | 36.78 | 39.26 | 66.76
1087 | 1200 | 1.2 | 20% | 1.44 | 480 | 1051 | 16.61 | 288 | 37.99 | 192 | 763 | 16.82 | 66.82 | 71.42 | 121.42
1088 | 1800 | 1.8 | 14% | 2.052 | 684 | 1498 | 23.67 | 410 | 54.08 | 274 | 1088 | 24 | 95.29 | 101.75 | 173.04
1089 | 1800 | 1.8 | 0% | 1.8 | 600 | 1314 | 20.76 | 360 | 47.49 | 240 | 954 | 21.02 | 83.55 | 89.27 | 151.8
1090 | 792 | 0.792 | 0% | 0.792 | 264 | 578 | 9.14 | 158 | 20.84 | 106 | 420 | 9.28 | 36.78 | 39.26 | 66.76
1091 | 800 | 0.8 | 0% | 0.8 | 267 | 584 | 9.23 | 160 | 21.1 | 107 | 424 | 9.37 | 37.13 | 39.7 | 67.46
| 720 | 0.72 | 0% | 0.72 | 240 | 526 | 8.3 | 144 | 18.99 | 96 | 382 | 8.41 | 33.45 | 35.7 | 60.74
| 1520 |  |  |  |  | 793 | [8 empty] | 100.44
1092 | 2400 | 2.4 | 0% | 2.4 | 58 | 1752 | 27.68 | 58 | 7.65 | 0 | 1694 | 0 | 148.36 | 35.33 | 183.69
1093 | 120 | 0.12 | 10% | 0.132 | 44 | 96 | 1.52 | 26 | 3.43 | 18 | 70 | 1.58 | 6.13 | 6.53 | 11.08
1094 | 540 | 0.54 | 0% | 0.54 | 180 | 394 | 6.23 | 108 | 14.25 | 72 | 286 | 6.31 | 25.05 | 26.79 | 45.53
393 | 75 | 0.075 | 0% | 0.075 | 25 | 55 | 0.87 | 15 | 1.98 | 10 | 40 | 0.88 | 3.5 | 3.73 | 6.35
394 | 900 | 0.9 | 0% | 0.9 | 300 | 657 | 10.38 | 180 | 23.74 | 120 | 477 | 10.51 | 41.77 | 44.63 | 75.89
395 | 12 | 0.012 | 0% | 0.012 | 4 | 9 | 0.14 | 2 | 0.26 | 2 | 7 | 0.18 | 0.61 | 0.58 | 1.01
| 125 | 0.125 | 0% | 0.125 | 38 | 91 | 1.44 | 25 | 3.3 | 13 | 66 | 1.14 | 5.78 | 5.88 | 10.52
[5 empty] | 47 |  | 0 | 0 | 0 | 47 | 0 | 4.12 | 0 | 6.89 | 0
396 | 24 | 0.024 | 0% | 0.024 | 8 | 18 | 0.28 | 5 | 0.66 | 3 | 13 | 0.26 | 1.14 | 1.2 | 2.08
| 100 | 0.1 | 0% | 0.1 | 30 | 73 | 1.15 | 20 | 2.64 | 10 | 53 | 0.88 | 4.64 | 4.67 | 8.43
[5 empty] | 48 |  | 0 | 0 | 0 | 48 | 0 | 4.2 | 0 | 6.75 | 0
353 | 800 | 0.8 | 10% | 0.88 | 293 | 642 | 10.15 | 176 | 23.22 | 117 | 466 | 10.25 | 40.81 | 43.62 | 74.18
| 300 | 0.3 | 10% | 0.33 | 110 | 241 | 3.81 | 66 | 8.71 | 44 | 175 | 3.85 | 15.33 | 16.37 | 27.85
| 1100 |  |  |  | 403 |  | 0 | 0 | 0 | 403 | 0 | 35.29 | 0 | 59.99 | 0
387 | 650 | 0.65 | 0% | 0.65 | 217 | 475 | 7.5 | 130 | 17.15 | 87 | 345 | 7.62 | 30.21 | 32.27 | 54.86
| 160 | 0.16 | 0% | 0.16 | 65 | 117 | 1.85 | 32 | 4.22 | 33 | 85 | 2.89 | 7.44 | 8.96 | 13.51
| 810 |  |  |  |  | 540 | 0 | 0 | 0 | 0 | 540 | 0 | 47.29 | 0 | 63.82
378 | 871 | 0.871 | 0% | 0.871 | 290 | 636 | 10.05 | 174 | 22.95 | 116 | 462 | 10.16 | 40.46 | 43.16 | 73.46
| 160 | 0.16 | 0% | 0.16 | 64 | 117 | 1.85 | 32 | 4.22 | 32 | 85 | 2.8 | 7.44 | 8.87 | 13.51
| 1031 |  |  |  |  | 700 | 0 | 0 | 0 | 0 | 700 | 0 | 61.3 | 0 | 82.33
1095 | 660 | 0.66 | 21.74% | 0.80348 | 268 | 587 | 9.27 | 161 | 21.24 | 107 | 426 | 9.37 | 37.31 | 39.88 | 67.82
| 60 | 0.06 | 21.74% | 0.073044 | 24 | 53 | 0.84 | 15 | 1.98 | 9 | 38 | 0.79 | 3.33 | 3.61 | 6.15
| 30 | 0.03 | 21.74% | 0.036522 | 12 | 27 | 0.42 | 7 | 0.92 | 5 | 20 | 0.44 | 1.75 | 1.78 | 3.09
| 690 |  |  |  | 304 |  | 0 | 0 | 0 | 304 | 0 | 26.62 | 0 | 45.27 | 0
1096 | 2090 | 2.09 | 20% | 2.508 | 836 | 1831 | 28.93 | 502 | 66.22 | 334 | 1329 | 29.25 | 116.39 | 124.4 | 211.54
| 75 | 0.075 | 20% | 0.09 | 30 | 66 | 1.04 | 18 | 2.37 | 12 | 48 | 1.05 | 4.2 | 4.46 | 7.61
| 2165 |  |  |  | 866 |  | 0 | 0 | 0 | 866 | 0 | 75.84 | 0 | 128.86 | 0
1097 | 300 | 0.3 | 14.67% | 0.34401 | 115 | 251 | 3.97 | 69 | 9.1 | 46 | 182 | 4.03 | 15.94 | 17.1 | 29.01
1098 | 375 | 0.375 | 5.6% | 0.396 | 132 | 289 | 4.57 | 79 | 10.42 | 53 | 210 | 4.64 | 18.39 | 19.63 | 33.38
1099 | 0 | 0 | 0% | 0 | 0 | 0 | 0 | 0 | 0 | 0 | 0 | 0 | 0 | 0 | 0
1100 | 500 | 0.5 | 0% | 0.5 | 100 | 365 | 5.77 | 100 | 13.19 | 0 | 265 | 0 | 23.21 | 18.96 | 42.17
1101 | 2486 | 2.486 | 0% | 2.486 | 829 | 1815 | 28.67 | 497 | 65.56 | 332 | 1318 | 29.08 | 115.43 | 123.31 | 209.66
1102 | 5.4 | 0.0054 | 0% | 0.0054 | 2 | 4 | 0.06 | 1 | 0.13 | 1 | 3 | 0.09 | 0.26 | 0.28 | 0.45
1103 | 280 | 0.28 | 0% | 0.28 | 93 | 204 | 3.23 | 56 | 7.39 | 37 | 148 | 3.24 | 12.96 | 13.86 | 23.58
1104 | 1000 | 1 | 0% | 1 | 240 | 730 | 11.53 | 200 | 26.38 | 40 | 530 | 3.5 | 46.42 | 41.41 | 84.33
834 | 595 | 0.595 | 0% | 0.595 | 143 | 344 | 6.86 | 119 | 15.7 | 24 | 225 | 2.1 | 19.71 | 24.66 | 42.27
1109 | 660 | 0.66 | 12.7% | 0.74382 | 248 | 543 | 8.58 | 149 | 19.65 | 99 | 394 | 8.67 | 34.51 | 36.9 | 62.74
1108 | 204 | 0.204 | 16.05% | 0.23674 | 79 | 173 | 2.73 | 47 | 6.2 | 32 | 126 | 2.8 | 11.03 | 11.73 | 19.96
1106 | 64.97 | 5 | 12.65 | 0.76 | 0 | 13.41
1105 | 1547.6 | 129 | 12.65 | 19.49 | 0 | 32.14
1110 | 20 | 0.02 | 0% | 0.02 | 7 | 15 | 0.23 | 4 | 0.53 | 3 | 11 | 0.26 | 0.96 |  | 13.89
1111 | 1200 | 1.2 | 0% | 1.2 | 400 | 876 | 13.84 | 240 | 31.66 | 160 | 636 | 14.01 | 55.7 | 59.51 | 101.2
| 360 | 0.36 | 0% | 0.36 | 263 | 263 | 4.15 | 72 | 9.5 | 191 | 191 | 16.73 | 16.73 | 30.38 | 30.38
[5 empty] | 663 | [8 empty] | 89.89
1112 | 660 | 0.66 | 0% | 0.66 | 220 | 482 | 7.61 | 132 | 17.41 | 88 | 350 | 7.71 | 30.65 | 32.73 | 55.67
1113 | 1680 | 1.68 | 12.69% | 1.8932 | 631 | 1382 | 21.84 | 379 | 49.99 | 252 | 1003 | 22.07 | 87.84 | 93.9 | 159.67
1114 | 700 | 0.7 | 10% | 0.77 | 257 | 562 | 8.88 | 154 | 20.31 | 103 | 408 | 9.02 | 35.73 | 38.21 | 64.92
1115 | 3500 | 3.5 | 0% | 3.5 | 2555 | 2555 | 40.37 | 700 | 92.33 | 1855 | 1855 | 162.46 | 162.46 | 295.16 | 295.16
| 1000 | 1 | 0% | 1 | 304 | 730 | 11.53 | 200 | 26.38 | 104 | 530 | 9.11 | 46.42 | 47.02 | 84.33
| 500 | 0.5 | 0% | 0.5 | 213 | 365 | 5.77 | 100 | 13.19 | 113 | 265 | 9.9 | 23.21 | 28.86 | 42.17
[5 empty] | 517 | 1095 | [7 empty] | 75.88 | 126.5
1116 | 935 | 0.935 | 16.04% | 1.085 | 362 | 792 | 12.51 | 217 | 28.62 | 145 | 575 | 12.7 | 50.36 | 53.83 | 91.49
1117 | 360 | 0.36 | 13.9% | 0.41004 | 137 | 299 | 4.73 | 82 | 10.82 | 55 | 217 | 4.82 | 19 | 20.37 | 34.55
| 70 | 0.07 | 18.6% | 0.08302 | 28 | 61 | 0.96 | 17 | 2.24 | 11 | 44 | 0.96 | 3.85 | 4.16 | 7.05
| 80 | 0.08 | 18.4% | 0.09472 | 32 | 69 | 1.09 | 19 | 2.51 | 13 | 50 | 1.14 | 4.38 | 4.74 | 7.98
| 1200 | 1.2 | 17.8% | 1.4136 | 471 | 1032 | 16.3 | 283 | 37.33 | 188 | 749 | 16.46 | 65.6 | 70.09 | 119.23
| 1710 |  |  |  | 668 | [8 empty] | 99.36
1118 | 40 | 0.04 | 10% | 0.044 | 15 | 32 | 0.51 | 176 | 23.22 | 117 | 466 | 10.25 | 40.81 | 13.89 | 64.54
1119 | 3234 | 3.234 | 0% | 3.234 | 202 | 2361 | 37.3 | 202 | 26.64 | 0 | 2159 | 0 | 189.08 | 63.94 | 253.02
1120 | 120 | 0.12 | 21.67% | 0.146 | 49 | 107 | 1.68 | 29 | 3.83 | 20 | 78 | 1.75 | 6.83 | 7.26 | 12.34
1121 | 180 | 0.18 | 10% | 0.198 | 66 | 145 | 2.28 | 40 | 5.28 | 26 | 105 | 2.28 | 9.2 | 9.84 | 16.76
1122 | 82 | 0.082 | 0% | 0.082 | 27 | 60 | 0.95 | 16 | 2.11 | 11 | 44 | 0.96 | 3.85 | 17.1551 | 6.91
1123 | 110 | 0.11 | 0% | 0.11 | 37 | 80 | 1.27 | 22 | 2.9 | 15 | 58 | 1.31 | 5.08 | 5.48 | 9.25
1124 | 1200 | 1.2 | 5% | 1.26 | 420 | 920 | 14.53 | 252 | 33.24 | 168 | 668 | 14.71 | 58.5 | 62.48 | 106.27
1125 | 1200 | 1.2 | 21.6% | 1.4592 | 486 | 1065 | 16.83 | 292 | 38.52 | 194 | 773 | 16.99 | 67.7 | 72.34 | 123.05
1126 | 440.5 | 0.4405 | 21.6% | 0.53565 | 179 | 391 | 6.18 | 107 | 14.11 | 72 | 284 | 6.31 | 24.87 | 26.6 | 45.16
1127 | 2420 | 2.42 | 21.6% | 2.9427 | 981 | 2148 | 33.94 | 589 | 77.69 | 392 | 1559 | 34.33 | 136.53 | 145.96 | 248.16
1128 | 860 | 0.86 | 17.21% | 1.008 | 336 | 736 | 11.63 | 202 | 26.64 | 134 | 534 | 11.74 | 46.77 | 50.01 | 85.04
1129 | 4380 | 4.38 | 17.81% | 5.16 | 1720 | 3767 | 59.52 | 1032 | 136.13 | 688 | 2735 | 60.25 | 239.53 | 255.9 | 435.18
1130 | 1530 | 1.53 | 15% | 1.7595 | 587 | 1284 | 20.29 | 352 | 46.43 | 235 | 932 | 20.58 | 81.62 | 87.3 | 148.34
1131 | 425 | 0.425 | 15% | 0.48875 | 163 | 357 | 5.64 | 98 | 12.93 | 65 | 259 | 5.69 | 22.68 | 24.26 | 41.25
1132 | 240 | 0.24 | 10% | 0.264 | 88 | 193 | 3.05 | 53 | 6.99 | 35 | 140 | 3.07 | 12.26 | 13.11 | 22.3
1133 | 1890 | 1.89 | 10% | 2.079 | 693 | 1518 | 23.98 | 416 | 54.87 | 277 | 1102 | 24.26 | 96.51 | 103.11 | 175.36
1134 | 84 | 0.084 | 10% | 0.0924 | 31 | 67 | 1.07 | 18 | 2.37 | 13 | 49 | 1.14 | 4.29 | 4.58 | 17.1551
1135 | 420 | 0.42 | 10% | 0.462 | 98 | 337 | 5.33 | 92 | 12.14 | 6 | 245 | 0.53 | 21.46 | 18 | 38.93
1136 | 1242 | 1.242 | 0% | 1.242 | 18 |  | 14.33 | 18 | 2.37 | 0 | -18 | 0 | -1.58 | 16.7 | 15.12
| 120 | 0.12 | 0% | 0.12 | 88 |  | 1.38 | 24 | 3.17 | 64 | -24 | 5.61 | -2.1 | 10.16 | 2.45
| 1362 |  |  |  | 106 |  | 0 |  | 0 |  |  |  |  | 26.86
1137 | 17 | 0.017 | 0% | 0.017 | 12 | 12 | 0.2 | 3 | 0.4 | 9 | 9 | 0.79 | 0.79 | 1.39 | 1.39
1138 | 2316 | 2.316 | 10% | 2.5476 | 849 | 1860 | 29.38 | 510 | 67.27 | 339 | 1350 | 29.69 | 118.23 | 126.34 | 214.88
1139 | 1440 | 1.44 | 0% | 1.44 | 1051 | 1051 | 16.61 | 288 | 37.99 | 763 | 763 | 66.82 | 66.82 | 121.42 | 121.42
1140 | 1920 | 1.92 | 10% | 2.112 | 1028 | 1542 | 24.36 | 422 | 55.66 | 606 | 1120 | 53.07 | 98.09 | 133.09 | 178.11
| 120 | 0.12 | 10% | 0.132 | 64 | 96 | 1.52 | 26 | 3.43 | 38 | 70 | 3.33 | 6.13 | 8.28 | 11.08
| 2040 |  |  |  | 1092 | [8 empty] | 141.37
1141 | 2090 | 2.09 | 20.57% | 2.52 | 840 | 1840 | 29.07 | 504 | 66.48 | 336 | 1336 | 29.43 | 117 | 124.98 | 212.55
1142 | 2316 | 2.316 | 0% | 2.316 | 1691 | 1691 | 26.71 | 463 | 61.07 | 1228 | 1228 | 107.55 | 107.55 | 195.33 | 195.33
1143 | 25 | 0.025 | 0% | 0.025 | 18 | 18 | 0.29 | 5 | 0.66 | 13 | 13 | 1.14 | 1.14 | 4.64 | 2.09
| 75 | 0.075 | 0% | 0.075 | 41 | 55 | 0.87 | 15 | 1.98 | 26 | 40 | 2.28 | 3.5
[5 empty] | 59 | [7 empty] | 4.64
1144 | 82 | 0.082 | 0% | 0.082 | 27 | 60 | 0.95 | 16 | 2.11 | 11 | 44 | 0.96 | 3.85 | 4.02 | 6.91
1145 | 230 | 0.23 | 0% | 0.23 | 77 | 168 | 2.65 | 46 | 6.07 | 31 | 122 | 2.71 | 10.68 | 11.43 | 19.4
1146 | 280 | 0.28 | 0% | 0.28 | 93 | 204 | 3.23 | 56 | 7.39 | 37 | 148 | 3.24 | 12.96 | 13.86 | 23.58
1147 | 450 | 0.45 | 5% | 0.4725 | 158 | 345 | 5.45 | 95 | 12.53 | 63 | 250 | 5.52 | 21.89 | 23.5 | 39.87
1148 | 800 | 0.8 | 5% | 0.84 | 280 | 613 | 9.69 | 168 | 22.16 | 112 | 445 | 9.81 | 38.97 | 41.66 | 70.82
1149 | 129 | 0.129 | 0% | 0.129 | 43 | 94 | 1.49 | 26 | 3.43 | 17 | 68 | 1.49 | 5.96 | 6.41 | 10.88
1150 | 120 | 0.12 | 25% | 0.15 | 50 | 110 | 1.73 | 30 | 3.96 | 20 | 80 | 1.75 | 7.01 | 7.44 | 12.7
| 80 | 0.08 | 30% | 0.104 | 35 | 76 | 1.2 | 21 | 2.77 | 14 | 55 | 1.23 | 4.82 | 5.2 | 8.79
| 200 |  |  |  | 85 | [8 empty] | 17.1551
1151 | 2400 | 2.4 | 5% | 2.52 | 840 | 1840 | 29.07 | 504 | 66.48 | 336 | 1336 | 29.43 | 117 | 124.98 | 212.55
1152 | 2000 | 2 | 22% | 2.44 | 813 | 1781 | 28.14 | 488 | 64.37 | 325 | 1293 | 28.46 | 113.24 | 120.97 | 205.75
1153 | 455 | 0.455 | 17.65% | 0.53531 | 178 | 391 | 6.17 | 107 | 14.11 | 71 | 284 | 6.22 | 24.87 | 26.5 | 45.15
| 250 | 0.25 | 11.75% | 0.27937 | 93 | 204 | 3.22 | 56 | 7.39 | 37 | 148 | 3.24 | 12.96 | 13.85 | 23.57
| 705 |  |  |  | 271 | [8 empty] | 40.35
|  |  |  | 1st Block | Additional
| Annual | Monthly | Customer | Energy | Energy | Monthly | Annual
Rate Code | Energy | Energy | Charge | Charge | Charge | Charge | Charge
1154 | 3650 | 304 | 12.65 | 30.22 | 13.83 | 56.7 | 680.4
1155 | 84 | 0.084 | 5% | 0.0882 | 5 | 64 | 1.02 | 5 | 0.66 | 0 | 59 | 0 | 5.17 | 1.68 | 6.85
1156 | 1000 | 1 | 12.75% | 1.1275 | 376 | 823 | 13 | 226 | 29.81 | 150 | 597 | 13.14 | 52.28 | 55.95 | 95.09
1157 | 60 | 0.06 | 13% | 0.0678 | 23 | 49 | 0.78 | 14 | 1.85 | 9 | 35 | 0.79 | 3.07 | 3.42 | 5.7
1158 | 350 | 0.35 | 14.3% | 0.40005 | 133 | 292 | 4.61 | 80 | 10.55 | 53 | 212 | 4.64 | 18.57 | 19.8 | 33.73
| 46 | 0.046 | 0% | 0.046 | 15 | 34 | 0.53 | 9 | 1.19 | 6 | 25 | 0.53 | 2.19 | 2.25 | 3.91
| 396 |  |  |  | 148 | [8 empty] | 22.05
1159 | 1200 | 1.2 | 10% | 1.32 | 120 | 964 | 15.23 | 120 | 15.83 | 0 | 844 | 0 | 73.92 | 31.06 | 104.98
1160 | 450 | 0.45 | 0% | 0.45 | 150 | 329 | 5.19 | 90 | 11.87 | 60 | 239 | 5.25 | 20.93 | 22.31 | 37.99
1161 | 660 | 0.66 | 0% | 0.66 | 220 | 482 | 7.61 | 132 | 17.41 | 88 | 350 | 7.71 | 30.65 | 32.73 | 55.67
1162 | 495 | 0.495 | 0% | 0.495 | 45 | 361 | 5.71 | 45 | 5.94 | 0 | 316 | 0 | 27.67 | 17.1551 | 39.32
1163 | 300 | 0.3 | 4% | 0.312 | 95 | 228 | 3.6 | 62 | 8.18 | 33 | 166 | 2.89 | 14.54 | 14.67 | 26.32
1164 | 1188 | 1.188 | 20.91% | 1.4364 | 479 | 1049 | 16.57 | 287 | 37.86 | 192 | 762 | 16.82 | 66.73 | 71.25 | 121.16
1165 | 96 | 0.096 | 0% | 0.096 | 32 | 70 | 1.11 | 19 | 2.51 | 13 | 51 | 1.14 | 4.47 | 4.76 | 8.09
1166 | 17 | 0.017 | 0% | 0.017 | 6 | 12 | 0.2 | 3 | 0.4 | 3 | 9 | 0.26 | 0.79 | 0.86 | 1.39
1167 | 25 | 0.025 | 0% | 0.025 | 8 | 18 | 0.29 | 5 | 0.66 | 3 | 13 | 0.26 | 1.14 | 1.21 | 2.09
1168 | 3040 | 3.04 | 0% | 3.04 | 740 | 2219 | 35.06 | 608 | 80.2 | 132 | 1611 | 11.56 | 141.09 | 126.82 | 256.35
1169 | 12 | 0.012 | 0% | 0.012 | 4 | 9 | 0.14 | 2 | 0.26 | 2 | 7 | 0.18 | 0.61 | 0.58 | 2.96
1170 | 1920 | 1.92 | 0% | 1.92 | 467 | 1402 | 22.15 | 384 | 50.65 | 83 | 1018 | 7.27 | 89.15 | 80.07 | 161.95
1171 | 96 | 0.096 | 0% | 0.096 | 23 | 1 | 1.11 | 19 | 2.51 | 4 | -18 | 0.35 | -1.58 | 3.97 | 2.04
1172 | 420 | 0.42 | 0% | 0.42 | 140 | 307 | 4.84 | 84 | 11.08 | 56 | 223 | 4.9 | 19.53 | 20.82 | 35.45
| 1260 | 1.26 | 0% | 1.26 | 420 | 920 | 14.53 | 252 | 33.24 | 168 | 668 | 14.71 | 58.5 | 62.48 | 106.27
| 1498 | 1.498 | 0% | 1.498 | 499 | 1094 | 17.28 | 300 | 39.57 | 199 | 794 | 17.43 | 69.54 | 74.28 | 126.39
| 1680 | 1.68 | 0% | 1.68 | 560 | 1226 | 19.38 | 336 | 44.32 | 224 | 890 | 19.62 | 77.94 | 83.32 | 141.64
257.58
1173 | 144 | 0.144 | 0% | 0.144 | 48 | 105 | 1.66 | 29 | 3.83 | 19 | 76 | 1.66 | 6.66 | 7.15 | 12.15
1174 | 768 | 0.768 | 20.31% | 0.92398 | 308 | 675 | 10.66 | 185 | 24.4 | 123 | 490 | 10.77 | 42.91 | 45.83 | 77.97
1175 | 840 | 0.84 | 0% | 0.84 | 280 | 613 | 9.69 | 168 | 22.16 | 112 | 445 | 9.81 | 38.97 | 41.66 | 70.82
1176 | 480 | 0.48 | 18.18% | 0.56726 | 189 | 414 | 6.54 | 113 | 14.91 | 76 | 301 | 6.66 | 26.36 | 28.11 | 47.81
| 1680 | 1.68 | 0% | 1.68 | 560 | 1226 | 19.38 | 336 | 44.32 | 224 | 890 | 19.62 | 77.94 | 83.32 | 141.64
| 2160 |  |  |  |  | 1640 | [8 empty] | 189.45
1177 | 1000 | 1 | 7.5% | 1.075 | 162 | 785 | 12.4 | 162 | 21.37 | 0 | 623 | 0 | 54.56 | 33.77 | 88.33
1178 | 175 | 0.175 | 8.6% | 0.19005 | 63 | 139 | 2.19 | 38 | 5.01 | 25 | 101 | 2.19 | 8.85 | 9.39 | 16.05
| 185 | 0.185 | 0% | 0.185 | 62 | 135 | 2.13 | 37 | 4.88 | 25 | 98 | 2.19 | 8.58 | 9.2 | 15.59
[6 empty] | 274 | [8 empty] | 31.64
STND1 | FIXED CHARGE |  | 300
STND3 | FIXED CHARGE |  | 300
STND4 | FIXED CHARGE |  | 645
|  |  | 28 d. Month | 29 d. Month | 30 d. Month | 31 d. Month
STND2: | Demand | 5.8
| Hrs./ day | 24
| Days/ Mo. |  | 28 | 29 | 30 | 31
| kW.h |  | 3898 | 4037 | 4176 | 4315
| Tnfr. Loss |  | 1.75% | 1.75% | 1.75% | 1.75%
| Adj. kW.h |  | 3966 | 4108 | 4249 | 4391
| Eng. Chg. |  | 279.5237 | 289.5318 | 299.4695 | 309.4777
|  | Demand | Ballast | Demand | Energy per Month |  | Demand | 1st Block | 1st Block | All Addional Energy |  | All Add. Energy Charge |  | Total Monthly Charge
Rate Code | Wattage | in KW | % | incl. Ballast | Photocell | Continuous | Charge | Energy | Energy Chg. | Photocell | Continuous | Photocell | Continuous | Photocell | Continuous
XMAS | 11900 | 11.9 | 0% | 11.9 | 1428 |  | 22.88 | 1428 | 188.36 | 0 |  | 0 |  | 211.24
XMAS1 | 19.95 | 0.01995 | 0% | 0.01995 | 2 |  | 0.04 | 2 | 0.26 | 0 |  | 0 |  | 0.3
XMAS2 | 0 | 0 | 0% | 0 | 1 | [8 empty] | 0.08
XMSCW | 5275 | 5.275 | 0% | 5.275 | 390 |  | 6.25 | 108 | 14.25 | 282 |  | 24.7 |  | 45.2
XMSCS | 3325 | 3.325 | 0% | 3.325 | 246 |  | 3.94 | 68 | 8.97 | 178 |  | 15.59 |  | 28.5
XMSCB | 2275 | 2.275 | 0% | 2.275 | 137 |  | 4.37 | 76 | 10.02 | 61 |  | 5.34 |  | 19.73
Note on B642: Clarissa Jamieson: Average of consumption band as agreed upon by Voytek on July 3, 2009
Note on O701: AJ111: should be $12.65