## Summary
| Bundled Service Market |  |  |  | RENEWABLE TO RETAIL MARKET
[5 empty] | Distribution |  |  |  | OATT |  |  |  |  | ENERGY BALANCING SERVICE | [10 empty] | STANDBY SERVICE | [6 empty] | EMBEDDED COST RECOVERY under RTT | [5 empty] | Total Revenue
| Usage |  | Revenue |  | Usage |  | Revenue |  | Usage |  |  | Revenue |  | Load (MWh) |  |  | Spill (MWh) |  | Revenue | [5 empty] | Coincident Firm Demand kW |  |  | Revenue |  |  |  | Energy-related |  | Demand-Related |  |  |  | $ Amount | Cents/kWh
| Customers | MWh | Amount | Cents/kWh | Customers | MWh | Amount | Cents/kWh | LRS | MWs | MWh | Amount | Cents/kWh | RtR Direct Delivery | Top-up | Total | Total | Net of Top-up | Admin | Top-up | Spill Credit | Refund for Excess Spill | Total | Cents/kWh | Metered | Contributed Capacity | Net | Admin | Demand | Total | Cents/kWh | Displaced Energy (MWh) | Forgone Energy-related Revenue | Displaced Demand (MW) | Forgone Demand-related Revenue | Total Revenue | Cents/kWh
January | 429 | 7264.6775 | 802131.5904 | 11.0415 | 429 | 7264.6775 | 67182.9298 | 0.92479 | 1 | 13.1653 | 7458.6457 | 94142.6631 | 1.2622 | 5627 | 1831.6457 | 7458.6457 | 7175.6351 | 5343.9894 | 1053.03 | 182413.5961 | -378155.9693 |  | -194689.3433 | -2.6103 | 11543.4519 | 6384.6956 | 5158.7563 | 1053.03 | 27702.5211 | 28755.5511 | 0.38553 | 5627 | 186197.43 | 6.3847 | 34285.8154 | 220483.2454 | 2.9561 | 215875.0462 | 2.8943
February | 678 | 7026.9775 | 805268.1655 | 11.4597 | 678 | 7026.9775 | 76289.7516 | 1.0857 | 1 | 14.2328 | 7238.4047 | 95786.0642 | 1.3233 | 4931 | 2307.4047 | 7238.4047 | 4124.6981 | 1817.2934 | 1053.03 | 229794.4343 | -217371.5876 |  | 13475.8766 | 0.18617 | 12534.256 | 6384.6956 | 6149.5604 | 1053.03 | 33023.1392 | 34076.1692 | 0.47077 | 4931 | 163166.79 | 6.3847 | 34285.8154 | 197452.6054 | 2.7278 | 417080.467 | 5.762
March | 969 | 8062.3297 | 908900.4675 | 11.2734 | 969 | 8062.3297 | 88295.0729 | 1.0952 | 1 | 14.746 | 8340.9312 | 100538.5746 | 1.2054 | 5294.6566 | 3046.2746 | 8340.9312 | 4200.6686 | 1154.394 | 1053.03 | 303378.4835 | -221375.234 |  | 83056.2795 | 0.99577 | 14608.3978 | 6384.6956 | 8223.7022 | 1053.03 | 44161.2806 | 45214.3106 | 0.54208 | 5294.6566 | 175200.1872 | 6.3847 | 34285.8154 | 209486.0026 | 2.5115 | 526590.2403 | 6.3133
April | 1199 | 8058.2075 | 922884.068 | 11.4527 | 1199 | 8058.2075 | 93798.5433 | 1.164 | 1 | 15.5346 | 8294.449 | 107985.1032 | 1.3019 | 4939 | 3355.449 | 8294.449 | 4671.4616 | 1316.0126 | 1053.03 | 334169.1707 | -246186.028 |  | 89036.1727 | 1.0734 | 14778.1259 | 6384.6956 | 8393.4303 | 1053.03 | 45072.7206 | 46125.7506 | 0.5561 | 4939 | 163431.51 | 6.3847 | 34285.8154 | 197717.3254 | 2.3837 | 534662.8952 | 6.446
May | 1411 | 8596.7286 | 969657.978 | 11.2794 | 1411 | 8596.7286 | 97954.836 | 1.1394 | 1 | 15.5795 | 8890.0595 | 106079.0469 | 1.1932 | 4048.1252 | 4841.9343 | 8890.0595 | 2910.2925 | -1931.6418 | 1053.03 | 482208.2377 | -153372.4146 |  | 329888.8531 | 3.7108 | 16373.0752 | 6384.6956 | 9988.3796 | 1053.03 | 53637.5986 | 54690.6286 | 0.61519 | 4048.1252 | 133952.4642 | 6.3847 | 34285.8154 | 168238.2796 | 1.8924 | 756851.6442 | 8.5135
June | 1629 | 8472.3886 | 978802.6619 | 11.5529 | 1629 | 8472.3886 | 103920.7351 | 1.2266 | 1 | 16.822 | 8660.5923 | 112329.281 | 1.297 | 3767.6934 | 4892.8989 | 8660.5923 | 522.1828 | -4370.7161 | 1053.03 | 487283.7984 | -27519.0338 |  | 460817.7947 | 5.3209 | 16357.7492 | 6384.6956 | 9973.0536 | 1053.03 | 53555.298 | 54608.328 | 0.63054 | 3767.6934 | 124672.976 | 6.3847 | 34285.8154 | 158958.7914 | 1.8354 | 890634.9301 | 10.2838
July | 1926 | 9575.6446 | 1094815.6049 | 11.4333 | 1926 | 9575.6446 | 116035.3805 | 1.2118 | 1 | 17.9903 | 9798.5757 | 118973.5002 | 1.2142 | 5874 | 3924.5757 | 9798.5757 | 4803.4654 | 878.8896 | 1053.03 | 390848.4975 | -253142.6252 |  | 138758.9023 | 1.4161 | 17280.2926 | 14695.2157 | 2585.0769 | 1053.03 | 13881.8629 | 14934.8929 | 0.15242 | 5874 | 194370.66 | 14.6952 | 78913.3086 | 273283.9686 | 2.789 | 661986.6444 | 6.7559
August | 2144 | 10091.0349 | 1156840.4089 | 11.464 | 2144 | 10091.0349 | 124782.3106 | 1.2366 | 1 | 19.1748 | 10412.0316 | 127113.5541 | 1.2208 | 6329 | 4083.0316 | 10412.0316 | 5408.394 | 1325.3624 | 1053.03 | 406629.1149 | -285022.3619 |  | 122659.7829 | 1.1781 | 18647.5015 | 14695.2157 | 3952.2857 | 1053.03 | 21223.7743 | 22276.8043 | 0.21395 | 6329 | 209426.61 | 14.6952 | 78913.3086 | 288339.9186 | 2.7693 | 685172.3705 | 6.5806
September | 2442 | 15166.587 | 1719610.3628 | 11.3381 | 2442 | 9805.7154 | 135515.639 | 1.382 | 1 | 20.0064 | 15362.7549 | 133002.0539 | 0.86574 | 7531 | 7831.7549 | 15362.7549 | 2217.7967 | -5613.9581 | 1053.03 | 779964.4686 | -116877.8882 |  | 664139.6105 | 4.3231 | 27330.2088 | 13158.3236 | 14171.8853 | 1053.03 | 76103.0239 | 77156.0539 | 0.50223 | 7531 | 249200.79 | 13.1583 | 70660.1975 | 319860.9875 | 2.0821 | 1329674.3447 | 8.6552
October | 2772 | 15557.9024 | 1738919.9998 | 11.1771 | 2772 | 10331.4571 | 145535.4002 | 1.4087 | 1 | 20.1393 | 15869.1496 | 134952.7505 | 0.85041 | 9601 | 6268.1496 | 15869.1496 | 3992.0706 | -2276.079 | 1053.03 | 624245.0178 | -210382.1228 |  | 414915.925 | 2.6146 | 28956.3613 | 14695.2157 | 14261.1456 | 1053.03 | 76582.3517 | 77635.3817 | 0.48922 | 9601 | 317697.09 | 14.6952 | 78913.3086 | 396610.3986 | 2.4993 | 1169649.8561 | 7.3706
November | 3006 | 15871.3205 | 1797182.7054 | 11.3235 | 3006 | 10726.7178 | 158882.2725 | 1.4812 | 1 | 21.116 | 16190.3781 | 140351.3391 | 0.86688 | 10841 | 5349.3781 | 16190.3781 | 8163.389 | 2814.0109 | 1053.03 | 532744.568 | -430210.6012 |  | 103586.9967 | 0.63981 | 28251.2263 | 14695.2157 | 13556.0106 | 1053.03 | 72795.7767 | 73848.8067 | 0.45613 | 10841 | 358728.69 | 14.6952 | 78913.3086 | 437641.9986 | 2.7031 | 914311.4136 | 5.6473
December | 3357 | 15762.5467 | 1884693.4627 | 11.9568 | 3357 | 11347.9567 | 193963.7517 | 1.7092 | 1 | 24.6507 | 16341.5945 | 166409.2797 | 1.0183 | 10931 | 5410.5945 | 16341.5945 | 4957.5371 | -453.0574 | 1053.03 | 538841.106 | -261262.2046 |  | 278631.9314 | 1.705 | 30564.6172 | 14695.2157 | 15869.4015 | 1053.03 | 85218.6861 | 86271.7161 | 0.52793 | 10931 | 361706.79 | 14.6952 | 78913.3086 | 440620.0986 | 2.6963 | 1165896.7774 | 7.1345
TOTAL |  | 129506.3454 | 14779707.4759 | 11.4123 |  | 109359.8358 | 1402156.6232 | 1.2821 |  | 213.1578 | 132857.5669 | 1437663.2104 | 1.0821 | 79714.4753 | 53143.0916 | 132857.5669 | 53147.5915 | 4.4999 | 12636.36 | 5292520.4935 | -2800878.0713 | 0 | 2504278.7822 | 1.8849 | 237225.2638 | 124942.5759 | 112282.6878 | 12636.36 | 602958.0337 | 615594.3937 | 0.46335 | 79714.4753 | 2637751.9874 | 124.9426 | 670941.6328 | 3308693.6201 | 2.4904 | 9268386.6296 | 6.9762

## Bundled Service
BUNDLED TARIFF | DOMESTIC |  |  |  | SMALL GENERAL |  |  |  | GENERAL |  |  |  | GENERAL LARGE |  |  |  | SMALL INDUSTRIAL |  |  |  | MEDIUM INDUSTRIAL |  |  |  | LARGE INDUSTRIAL FIRM (Distribution) |  |  |  | LARGE INDUSTRIAL FIRM (Transmission) |  |  |  | UNMETERED |  |  |  |  | TOTAL
Customer Charge ($/month) |  |  |  | 10.83 |  |  |  | 12.65 |  |  |  | 0 |  |  |  | 0 |  |  |  | 0 |  |  |  | 0 |  |  |  | 0 |  |  |  | 0 | Assume all UNM customers take only one light: |  |  |  | 23.56
Energy Charge, block 1 (¢/kWh) |  |  |  | 14.251 |  |  |  | 15.092 |  |  |  | 11.208 |  |  |  | 8.029 |  |  |  | 10.09 |  |  |  | 7.241 |  |  |  | 7.62 |  |  |  | 7.62 | HPS Full Charge |  |  |  | 0
Energy Charge, block 2 (¢/kWh) |  |  |  | 14.251 |  |  |  | 13.278 |  |  |  | 7.929 |  |  |  | 8.029 |  |  |  | 7.707 |  |  |  | 7.241 |  |  |  | 7.62 |  |  |  | 7.62 | under rate code 121 |  |  |  | 0
Demand Charge ($/kVA) |  |  |  | 0 |  |  |  | 0 |  |  |  | 10.497 |  |  |  | 13.345 |  |  |  | 7.714 |  |  |  | 12.501 |  |  |  | 11.995 |  |  |  | 11.995 |  |  |  |  | 0
Unit Rev
| Customers | kWh | kW | Revenue | Customers | kWh | kW | Revenue | Customers | kWh | kW | Revenue | Customers | kWh | kVA | Revenue | Customers | kWh | kVA | Revenue | Customers | kWh | kVA | Revenue | Customers | kWh | kVA | Revenue | Customers | kWh | kVA | Revenue | Customers | kWh | KWS | HPS Lights | Revenue | Customers | kWh | kW | Revenue | (c/kWh)
January | 351 | 392730.773 | 778.1507 | 59769.3925 | 31 | 33354.4467 | 69.9562 | 4933.4214 | 18 | 369331.4394 | 1049.817 | 47188.9188 | 1 | 1694616.7704 | 3461.2686 | 182251.4099 | 9 | 90614.812 | 326.1983 | 11054.6384 | 1 | 215331.3959 | 641.1629 | 23607.3232 | 1 | 4450554.3693 | 10151.1729 | 460895.5625 | 0 | 0 | 0 | 0 | 17 | 18143.476 | 39.1335 | 527.6283 | 12430.9237 | 429 | 7264677.4827 | 17005.3549 | 802131.5904 | 11.0415
February | 570 | 553282.6664 | 1292.8657 | 85021.4128 | 48 | 47430.8098 | 114.913 | 7079.2069 | 23 | 444767.0704 | 1312.5314 | 57650.8035 | 1 | 1594582.9464 | 3533.8308 | 175188.0371 | 10 | 96523.8964 | 351.7717 | 11829.2074 | 1 | 194294.7512 | 586.4093 | 21399.5851 | 1 | 4074387.6312 | 10354.3686 | 434668.989 | 0 | 0 | 0 | 0 | 24 | 21707.703 | 55.2204 | 527.6283 | 12430.9237 | 678 | 7026977.4748 | 18074.3188 | 805268.1655 | 11.4597
March | 810 | 787190.3369 | 1572.6882 | 120954.7949 | 80 | 75707.5585 | 167.5791 | 11354.6896 | 36 | 717597.7445 | 1841.0499 | 88297.4306 | 1 | 1662281.5163 | 3500.1331 | 180173.8597 | 10 | 96810.5438 | 311.2707 | 11345.8475 | 2 | 414691.4791 | 1098.441 | 43759.4204 | 1 | 4282104.9082 | 9527.8955 | 440583.5011 | 0 | 0 | 0 | 0 | 29 | 25945.6022 | 66.762 | 527.6283 | 12430.9237 | 969 | 8062329.6894 | 18546.6859 | 908900.4675 | 11.2734
April | 1002 | 778591.8684 | 1726.7098 | 121808.7872 | 92 | 73840.6428 | 169.4594 | 11302.1365 | 49 | 847948.0769 | 2246.3982 | 105546.124 | 1 | 1525841.5368 | 3322.0991 | 166843.2298 | 11 | 101597.5165 | 352.8261 | 12233.3904 | 2 | 413254.506 | 1150.0511 | 44300.5471 | 1 | 4284239.4835 | 10167.5599 | 448418.9292 | 0 | 0 | 0 | 0 | 41 | 32893.8366 | 94.3887 | 527.6283 | 12430.9237 | 1199 | 8058207.4676 | 19662.7319 | 922884.068 | 11.4527
May | 1191 | 830809.8103 | 1754.4464 | 131297.2361 | 99 | 72810.142 | 163.0999 | 11279.2527 | 57 | 936314.5772 | 2460.0816 | 116197.0751 | 1 | 1597393.942 | 3561.5199 | 175783.2431 | 13 | 121016.3067 | 439.7391 | 14814.6702 | 2 | 408340.9697 | 1172.4417 | 44224.6631 | 1 | 4595659.8562 | 9457.41 | 463630.9141 | 0 | 0 | 0 | 0 | 47 | 34382.9733 | 108.1985 | 527.6283 | 12430.9237 | 1411 | 8596728.5774 | 19536.367 | 969657.978 | 11.2794
June | 1380 | 788235.1807 | 2010.069 | 127276.7956 | 113 | 79140.6485 | 188.5577 | 12347.7093 | 60 | 998132.8296 | 2782.0271 | 126589.425 | 1 | 1587303.3936 | 3657.0147 | 176247.4507 | 13 | 126333.0641 | 475.244 | 15667.5339 | 2 | 427488.587 | 1217.9504 | 46180.046 | 1 | 4427328.7444 | 10396.0256 | 462062.7777 | 0 | 0 | 0 | 0 | 59 | 38426.1628 | 135.8246 | 527.6283 | 12430.9237 | 1629 | 8472388.6106 | 21254.5167 | 978802.6619 | 11.5529
July | 1650 | 947299.0643 | 2095.7546 | 152869.0897 | 119 | 85890.7522 | 191.4918 | 13341.6561 | 69 | 1237511.2836 | 3290.9127 | 154248.7855 | 1 | 1841757.8001 | 3906.5694 | 200007.9026 | 17 | 167933.6439 | 630.6264 | 20812.8632 | 2 | 427095.7619 | 1245.1092 | 46491.1137 | 1 | 4822681.8665 | 10598.1586 | 494613.2706 | 0 | 0 | 0 | 0 | 67 | 45474.3777 | 154.2307 | 527.6283 | 12430.9237 | 1926 | 9575644.5503 | 22486.251 | 1094815.6049 | 11.4333
August | 1839 | 1034024.5986 | 2349.2685 | 167275.2155 | 132 | 95910.9122 | 225.7626 | 14883.7469 | 72 | 1254560.7953 | 3633.7914 | 161448.438 | 1 | 1861861.7233 | 4199.0447 | 205525.1289 | 19 | 187337.7384 | 735.1834 | 23613.2085 | 2 | 427557.2445 | 1220.9742 | 46222.8191 | 1 | 5172288.1149 | 10947.2759 | 525440.9283 | 0 | 0 | 0 | 0 | 78 | 57493.7791 | 179.5654 | 527.6283 | 12430.9237 | 2144 | 10091034.9063 | 23838.929 | 1156840.4089 | 11.464
September | 2103 | 1184411.6036 | 2543.2634 | 191565.9876 | 149 | 98019.4971 | 234.0846 | 15440.4508 | 77 | 1242369.5246 | 4000.949 | 166743.6655 | 1 | 1737077.7885 | 4269.7599 | 196449.9213 | 19 | 175113.1486 | 702.2086 | 22259.5332 | 2 | 416442.748 | 1262.2863 | 45934.461 | 1 | 4881329.7624 | 11580.2514 | 510862.4436 | 1 | 5360871.5983 | 12457.2372 | 557922.9761 | 89 | 70951.3073 | 204.8963 | 527.6283 | 12430.9237 | 2442 | 15166586.9784 | 37577.6687 | 1719610.3628 | 11.3381
October | 2412 | 1565031.7727 | 3516.9993 | 249154.6379 | 164 | 120328.1446 | 263.9655 | 18646.763 | 79 | 1326908.2841 | 3864.5538 | 171120.5229 | 1 | 1690117.1206 | 4061.6925 | 189902.7904 | 19 | 161279.9702 | 655.2895 | 20607.8604 | 3 | 629857.9786 | 1782.1774 | 67887.0157 | 1 | 4758928.2575 | 9971.8883 | 482243.1333 | 1 | 5226445.3695 | 10727.0709 | 526926.3525 | 92 | 79005.5487 | 211.8178 | 527.6283 | 12430.9237 | 2772 | 15557902.4465 | 35371.2656 | 1738919.9998 | 11.1771
November | 2631 | 1999167.5197 | 4468.3998 | 313395.0932 | 170 | 130567.3521 | 319.5119 | 20103.993 | 82 | 1432716.137 | 3921.4598 | 180480.559 | 1 | 1579504.24 | 3501.8926 | 173551.1527 | 20 | 186203.6579 | 698.4616 | 23067.5171 | 3 | 616839.2796 | 1780.6723 | 66925.5167 | 1 | 4684406.6073 | 10372.4532 | 481369.3601 | 1 | 5144602.7124 | 11157.9711 | 525858.5898 | 97 | 97313.0369 | 223.3288 | 527.6283 | 12430.9237 | 3006 | 15871320.5429 | 36748.4507 | 1797182.7054 | 11.3235
December | 2967 | 3000355.7072 | 6271.2973 | 459713.3018 | 183 | 175547.198 | 443.6428 | 26288.031 | 80 | 1587447.5678 | 4318.7173 | 199524.4407 | 1 | 1609196.4761 | 3614.5555 | 177438.6281 | 20 | 215937.2622 | 762.5555 | 26158.9779 | 3 | 628361.1616 | 1979.3812 | 70243.8759 | 1 | 4019695.1454 | 10852.2157 | 436473.0977 | 1 | 4414589.9964 | 11674.0665 | 476422.1858 | 101 | 111416.2035 | 232.5502 | 527.6283 | 12430.9237 | 3357 | 15762546.7183 | 40444.0602 | 1884693.4627 | 11.9568
TOTAL |  | 13861130.9018 | 6271.2973 | 2180101.7448 |  | 1088548.1046 | 443.6428 | 167001.0573 |  | 12395605.3303 | 4318.7173 | 1575036.1886 |  | 19981535.2541 | 4269.7599 | 2199362.7544 |  | 1726701.5608 | 762.5555 | 213465.2481 |  | 5219555.8631 | 1979.3812 | 567176.387 |  | 54453604.7467 | 11580.2514 | 5641262.9073 |  | 20146509.6766 | 12457.2372 | 2087130.1042 |  | 633154.0071 | 232.5502 | 527.6283 | 149171.0841 |  | 129506345.4452 | 40444.0602 | 14779707.4759 | 11.4123
Unit Revenue (¢/kWh) |  |  |  | 15.7282 |  |  |  | 15.3416 |  |  |  | 12.7064 |  |  |  | 11.007 |  |  |  | 12.3626 |  |  |  | 10.8664 |  |  |  | 10.3598 |  |  |  | 10.3598 |  |  |  |  | 23.56 |  |  |  | 11.4123
ASSUMPTIONS
(1)The numbers of migrating customers to the RtR market and their monthly billing characteristics are for illustrative purposes only. They do not reflect cost saving incentives or other non-tangible benefits.
(2) Predicated on the current base cost rates with the FAM riders excluded.

## RtR Market DT
SMALL INDUST.
DISTRIBUTION TARIFF | DOMESTIC |  |  |  | SMALL GENERAL |  |  |  | GENERAL |  |  |  | GENERAL LARGE |  |  |  | SMALL INDUSTRIAL |  |  |  | MEDIUM INDUSTRIAL |  |  |  | LARGE INDUSTRIAL FIRM (Distribution) |  |  |  | LARGE INDUSTRIAL FIRM (Transmission) |  |  |  | UNMETERED |  |  |  |  | TOTAL (DISTRIBUTION LOAD, excludes transmission connected customer)
Customer Charge ($/month) |  |  |  | 10.83 |  |  |  | 12.65 |  |  |  | 0 |  |  |  | 0 |  |  |  | 0 |  |  |  | 0 |  |  |  | 0 |  |  |  | 0 | 121 HPS Full Charge |  |  |  | 12.23
Energy Charge, block 1 (¢/kWh) |  |  |  | 2.549 |  |  |  | 2.362 |  |  |  | 0 |  |  |  | 0 |  |  |  | 0 |  |  |  | 0 |  |  |  | 0 |  |  |  | 0 |  |  |  |  | 0
Energy Charge, block 2 (¢/kWh) |  |  |  | 2.549 |  |  |  | 2.362 |  |  |  | 0 |  |  |  | 0 |  |  |  | 0 |  |  |  | 0 |  |  |  | 0 |  |  |  | 0 |  |  |  |  | 0
Demand Charge ($/kVA) |  |  |  | 0 |  |  |  | 0 |  |  |  | 5.458 |  |  |  | 3.361 |  |  |  | 4.494 |  |  |  | 3.496 |  |  |  | 2.43 |  |  |  | 0 |  |  |  |  | 0
Unit Rev
| Customers | kWh | kW | Revenue | Customers | kWh | kW | Revenue | Customers | kWh | kW | Revenue | Customers | kWh | kVA | Revenue | Customers | kWh | kVA | Revenue | Customers | kWh | kVA | Revenue | Customers | kWh | kVA | Revenue | Customers | kWh | kVA | Revenue | Customers | kWh | KWS | HPS Lights | Revenue | Customers | kWh | kW | Revenue | (c/kWh)
January | 351 | 392730.773 | 778.1507 | 13812.0374 | 31 | 33354.4467 | 69.9562 | 1179.982 | 18 | 369331.4394 | 1049.817 | 5729.9012 | 1 | 1694616.7704 | 3461.2686 | 11633.3238 | 9 | 90614.812 | 326.1983 | 1465.9352 | 1 | 215331.3959 | 641.1629 | 2241.5053 | 1 | 4450554.3693 | 10151.1729 | 24667.3503 | 0 | 0 | 0 | 0 | 17 | 18143.476 | 39.1335 | 527.6283 | 6452.8946 | 429 | 7264677.4827 | 17005.3549 | 67182.9298 | 0.92479
February | 570 | 553282.6664 | 1292.8657 | 20276.2752 | 48 | 47430.8098 | 114.913 | 1727.5157 | 23 | 444767.0704 | 1312.5314 | 7163.7962 | 1 | 1594582.9464 | 3533.8308 | 11877.2054 | 10 | 96523.8964 | 351.7717 | 1580.862 | 1 | 194294.7512 | 586.4093 | 2050.0868 | 1 | 4074387.6312 | 10354.3686 | 25161.1157 | 0 | 0 | 0 | 0 | 24 | 21707.703 | 55.2204 | 527.6283 | 6452.8946 | 678 | 7026977.4748 | 18074.3188 | 76289.7516 | 1.0857
March | 810 | 787190.3369 | 1572.6882 | 28837.7817 | 80 | 75707.5585 | 167.5791 | 2800.2125 | 36 | 717597.7445 | 1841.0499 | 10048.4502 | 1 | 1662281.5163 | 3500.1331 | 11763.9475 | 10 | 96810.5438 | 311.2707 | 1398.8507 | 2 | 414691.4791 | 1098.441 | 3840.1496 | 1 | 4282104.9082 | 9527.8955 | 23152.7862 | 0 | 0 | 0 | 0 | 29 | 25945.6022 | 66.762 | 527.6283 | 6452.8946 | 969 | 8062329.6894 | 18546.6859 | 88295.0729 | 1.0952
April | 1002 | 778591.8684 | 1726.7098 | 30697.9667 | 92 | 73840.6428 | 169.4594 | 2907.916 | 49 | 847948.0769 | 2246.3982 | 12260.8413 | 1 | 1525841.5368 | 3322.0991 | 11165.5752 | 11 | 101597.5165 | 352.8261 | 1585.6005 | 2 | 413254.506 | 1150.0511 | 4020.5785 | 1 | 4284239.4835 | 10167.5599 | 24707.1705 | 0 | 0 | 0 | 0 | 41 | 32893.8366 | 94.3887 | 527.6283 | 6452.8946 | 1199 | 8058207.4676 | 19662.7319 | 93798.5433 | 1.164
May | 1191 | 830809.8103 | 1754.4464 | 34075.8721 | 99 | 72810.142 | 163.0999 | 2972.1256 | 57 | 936314.5772 | 2460.0816 | 13427.1256 | 1 | 1597393.942 | 3561.5199 | 11970.2685 | 13 | 121016.3067 | 439.7391 | 1976.1873 | 2 | 408340.9697 | 1172.4417 | 4098.8561 | 1 | 4595659.8562 | 9457.41 | 22981.5063 | 0 | 0 | 0 | 0 | 47 | 34382.9733 | 108.1985 | 527.6283 | 6452.8946 | 1411 | 8596728.5774 | 19536.367 | 97954.836 | 1.1394
June | 1380 | 788235.1807 | 2010.069 | 35037.5148 | 113 | 79140.6485 | 188.5577 | 3298.7521 | 60 | 998132.8296 | 2782.0271 | 15184.3042 | 1 | 1587303.3936 | 3657.0147 | 12291.2264 | 13 | 126333.0641 | 475.244 | 2135.7464 | 2 | 427488.587 | 1217.9504 | 4257.9545 | 1 | 4427328.7444 | 10396.0256 | 25262.3423 | 0 | 0 | 0 | 0 | 59 | 38426.1628 | 135.8246 | 527.6283 | 6452.8946 | 1629 | 8472388.6106 | 21254.5167 | 103920.7351 | 1.2266
July | 1650 | 947299.0643 | 2095.7546 | 42016.1531 | 119 | 85890.7522 | 191.4918 | 3534.0896 | 69 | 1237511.2836 | 3290.9127 | 17961.8014 | 1 | 1841757.8001 | 3906.5694 | 13129.9798 | 17 | 167933.6439 | 630.6264 | 2834.035 | 2 | 427095.7619 | 1245.1092 | 4352.9016 | 1 | 4822681.8665 | 10598.1586 | 25753.5254 | 0 | 0 | 0 | 0 | 67 | 45474.3777 | 154.2307 | 527.6283 | 6452.8946 | 1926 | 9575644.5503 | 22486.251 | 116035.3805 | 1.2118
August | 1839 | 1034024.5986 | 2349.2685 | 46273.657 | 132 | 95910.9122 | 225.7626 | 3935.2157 | 72 | 1254560.7953 | 3633.7914 | 19833.2335 | 1 | 1861861.7233 | 4199.0447 | 14112.9891 | 19 | 187337.7384 | 735.1834 | 3303.9143 | 2 | 427557.2445 | 1220.9742 | 4268.526 | 1 | 5172288.1149 | 10947.2759 | 26601.8803 | 0 | 0 | 0 | 0 | 78 | 57493.7791 | 179.5654 | 527.6283 | 6452.8946 | 2144 | 10091034.9063 | 23838.929 | 124782.3106 | 1.2366
September | 2103 | 1184411.6036 | 2543.2634 | 52966.1418 | 149 | 98019.4971 | 234.0846 | 4200.0705 | 77 | 1242369.5246 | 4000.949 | 21837.1799 | 1 | 1737077.7885 | 4269.7599 | 14350.663 | 19 | 175113.1486 | 702.2086 | 3155.7253 | 2 | 416442.748 | 1262.2863 | 4412.9531 | 1 | 4881329.7624 | 11580.2514 | 28140.0109 | 1 | 5360871.5983 | 12457.2372 | 0 | 89 | 70951.3073 | 204.8963 | 527.6283 | 6452.8946 | 2442 | 9805715.3801 | 37577.6687 | 135515.639 | 1.382
October | 2412 | 1565031.7727 | 3516.9993 | 66014.6199 | 164 | 120328.1446 | 263.9655 | 4916.7508 | 79 | 1326908.2841 | 3864.5538 | 21092.7346 | 1 | 1690117.1206 | 4061.6925 | 13651.3486 | 19 | 161279.9702 | 655.2895 | 2944.8711 | 3 | 629857.9786 | 1782.1774 | 6230.4921 | 1 | 4758928.2575 | 9971.8883 | 24231.6885 | 1 | 5226445.3695 | 10727.0709 | 0 | 92 | 79005.5487 | 211.8178 | 527.6283 | 6452.8946 | 2772 | 10331457.077 | 35371.2656 | 145535.4002 | 1.4087
November | 2631 | 1999167.5197 | 4468.3998 | 79452.5101 | 170 | 130567.3521 | 319.5119 | 5234.5009 | 82 | 1432716.137 | 3921.4598 | 21403.3275 | 1 | 1579504.24 | 3501.8926 | 11769.8612 | 20 | 186203.6579 | 698.4616 | 3138.8866 | 3 | 616839.2796 | 1780.6723 | 6225.2304 | 1 | 4684406.6073 | 10372.4532 | 25205.0614 | 1 | 5144602.7124 | 11157.9711 | 0 | 97 | 97313.0369 | 223.3288 | 527.6283 | 6452.8946 | 3006 | 10726717.8306 | 36748.4507 | 158882.2725 | 1.4812
December | 2967 | 3000355.7072 | 6271.2973 | 108611.677 | 183 | 175547.198 | 443.6428 | 6461.3748 | 80 | 1587447.5678 | 4318.7173 | 23571.5589 | 1 | 1609196.4761 | 3614.5555 | 12148.521 | 20 | 215937.2622 | 762.5555 | 3426.9246 | 3 | 628361.1616 | 1979.3812 | 6919.9166 | 1 | 4019695.1454 | 10852.2157 | 26370.8842 | 1 | 4414589.9964 | 11674.0665 | 0 | 101 | 111416.2035 | 232.5502 | 527.6283 | 6452.8946 | 3357 | 11347956.7218 | 40444.0602 | 193963.7517 | 1.7092
TOTAL |  | 13861130.9018 | 6271.2973 | 558072.2067 |  | 1088548.1046 | 443.6428 | 43168.5062 |  | 12395605.3303 | 4318.7173 | 189514.2544 |  | 19981535.2541 | 4269.7599 | 149864.9094 |  | 1726701.5608 | 762.5555 | 28947.5388 |  | 5219555.8631 | 1979.3812 | 52919.1505 |  | 54453604.7467 | 11580.2514 | 302235.3221 |  | 20146509.6766 | 12457.2372 | 0 |  | 633154.0071 | 232.5502 | 527.6283 | 77434.7351 |  | 109359835.7686 | 40444.0602 | 1402156.6232 | 1.2821
Unit Revenue (¢/kWh) |  |  |  | 4.0262 |  |  |  | 3.9657 |  |  |  | 1.5289 |  |  |  | 0.75002 |  |  |  | 1.6765 |  |  |  | 1.0139 |  |  |  | 0.55503 |  |  |  | 0 |  |  |  |  | 12.23 |  |  |  | 1.2821
ASSUMPTIONS
(1) Assume the consumption characteristics of migrating bundled service customers to the RtR market will stay the same.

## RtR Market OATT
OATT (Network Integration Service) |  |  |  |  | $/MW/Month
Schedule 1 | Scheduling, System Control and Dispatch |  |  |  | 353.98
Schedule 2 | Reactive Supply and Voltage |  |  |  | 182.76
Schedule 3 | Regulation |  |  |  | 217.06
Schedule 3 | Frequency |  |  |  | 776.85
Schedule 5 | Operating Reserve - Spinning Reserve |  |  |  | 166.58
Schedule 6 | Operating Reserve - Supplemental Reserve 10 min |  |  |  | 331.83
Schedule 6 | Operating Reserve - Supplemental Reserve 30 min |  |  |  | 281.23
Schedule 10 | Network Integration |  |  |  | 4241.21
Total |  |  |  |  | 6551.5
USAGE
NON-COINCIDENT DEMAND OF LRS (kW)
| DOMESTIC |  |  | SMALL GENERAL |  |  | GENERAL |  |  | GENERAL LARGE |  |  | SMALL INDUSTRIAL |  |  | MEDIUM INDUSTRIAL |  |  | LARGE INDUSTRIAL FIRM (Distribution) |  |  | LARGE INDUSTRIAL FIRM (Transmission) |  |  | UNMETERED |  |  | TOTAL
| DISTR. |  | TRANS. | DISTR. |  | TRANS. | DISTR. |  | TRANS. | DISTR. |  | TRANS. | DISTR. |  | TRANS. | DISTR. |  | TRANS. | DISTR. |  | TRANS. | DISTR. |  | TRANS. | DISTR. |  | TRANS. | DISTR. |  | TRANS.
| kW | LOSSES | KW | kW | LOSSES | KW | kW | LOSSES | KW | kW | LOSSES | KW | kW | LOSSES | KW | kW | LOSSES | KW | kW | LOSSES | KW | kW | LOSSES | KW | kW | LOSSES | KW | kW | LOSSES | KW
January | 778.1507 | 10.25% | 857.8767 | 69.9562 | 6.629% | 74.5938 | 773.6992 | 4.266% | 806.7083 | 3024.3469 | 3.544% | 3131.5432 | 182.09 | 2.595% | 186.8156 | 429.9434 | 2.111% | 439.0193 | 7184.5007 | 2.111% | 7336.1619 | 0 |  | 0 | 39.1335 |  | 39.1335 | 12481.8204 |  | 12871.8523
February | 1292.8657 | 11.46% | 1441.0811 | 114.913 | 6.836% | 122.7683 | 967.3157 | 3.809% | 1004.1596 | 3087.7495 | 3.139% | 3184.6661 | 196.3655 | 2.755% | 201.7757 | 393.2274 | 2.387% | 402.6128 | 7328.3126 | 2.387% | 7503.2232 | 0 |  | 0 | 55.2204 |  | 55.2204 | 13435.9697 |  | 13915.5073
March | 1572.6882 | 9.156% | 1716.6869 | 167.5791 | 7.152% | 179.5639 | 1356.8257 | 4.569% | 1418.8126 | 3058.3055 | 3.726% | 3172.261 | 173.7571 | 3.431% | 179.7179 | 736.5795 | 2.721% | 756.6238 | 6743.3756 | 2.721% | 6926.881 | 0 |  | 0 | 66.762 |  | 66.762 | 13875.8729 |  | 14417.3091
April | 1726.7098 | 8.262% | 1869.3672 | 169.4594 | 5.511% | 178.798 | 1655.5613 | 3.222% | 1708.9096 | 2902.7451 | 2.961% | 2988.6943 | 196.9541 | 2.626% | 202.1256 | 771.1876 | 2.244% | 788.4908 | 7196.0986 | 2.244% | 7357.558 | 0 |  | 0 | 94.3887 |  | 94.3887 | 14713.1045 |  | 15188.3322
May | 1754.4464 | 7.359% | 1883.5504 | 163.0999 | 6.288% | 173.3564 | 1813.0427 | 3.909% | 1883.9177 | 3111.9434 | 3.581% | 3223.3896 | 245.4705 | 3.247% | 253.4412 | 786.202 | 3.03% | 810.0259 | 6693.4894 | 3.03% | 6896.3188 | 0 |  | 0 | 108.1985 |  | 108.1985 | 14675.8929 |  | 15232.1986
June | 2010.069 | 6.6% | 2142.7337 | 188.5577 | 4.876% | 197.7512 | 2050.3117 | 2.46% | 2100.7453 | 3195.3837 | 2.255% | 3267.431 | 265.29 | 1.954% | 270.4739 | 816.7187 | 1.927% | 832.4573 | 7357.7954 | 1.927% | 7499.5835 | 0 |  | 0 | 135.8246 |  | 135.8246 | 16019.9507 |  | 16447.0004
July | 2095.7546 | 4.691% | 2194.0577 | 191.4918 | 4.936% | 200.9437 | 2425.3526 | 3.566% | 2511.8482 | 3413.4367 | 2.948% | 3514.0816 | 352.0274 | 1.965% | 358.9464 | 834.9305 | 1.873% | 850.5647 | 7661.1437 | 1.873% | 7804.5991 | 0 |  | 0 | 154.2307 |  | 154.2307 | 17128.3681 |  | 17589.2722
August | 2349.2685 | 6.248% | 2496.0488 | 225.7626 | 6.088% | 239.5065 | 2678.049 | 4.324% | 2793.8441 | 3668.9923 | 3.991% | 3815.4338 | 410.393 | 2.695% | 421.4519 | 818.7464 | 2.608% | 840.1013 | 7759.0128 | 2.608% | 7961.3862 | 0 |  | 0 | 179.5654 |  | 179.5654 | 18089.7901 |  | 18747.3381
September | 2543.2634 | 5.338% | 2679.0233 | 234.0846 | 4.466% | 244.5382 | 2948.6386 | 3.28% | 3045.3669 | 3730.781 | 2.043% | 3807.0156 | 391.9859 | 1.614% | 398.314 | 846.449 | 1.536% | 859.4518 | 8195.9321 | 1.536% | 8321.8348 | 9001.1005 |  | 0 | 204.8963 |  | 204.8963 | 28097.1314 |  | 19560.4409
October | 3516.9993 | 6.973% | 3762.2379 | 263.9655 | 4.469% | 275.7618 | 2848.1174 | 3.603% | 2950.7371 | 3548.9784 | 3.093% | 3658.7613 | 365.7948 | 2.794% | 376.0139 | 1195.0714 | 2.452% | 1224.376 | 7057.6118 | 2.452% | 7230.673 | 7872.8594 |  | 0 | 211.8178 |  | 211.8178 | 26881.2157 |  | 19690.3787
November | 4468.3998 | 8.566% | 4851.155 | 319.5119 | 5.386% | 336.7192 | 2890.0562 | 3.141% | 2980.8403 | 3059.8429 | 2.873% | 3147.7514 | 389.8943 | 2.523% | 399.7328 | 1194.0621 | 1.998% | 1217.9241 | 7341.112 | 1.998% | 7487.8158 | 8062.3029 |  | 0 | 223.3288 |  | 223.3288 | 27948.5108 |  | 20645.2673
December | 6271.2973 | 11.33% | 6981.7471 | 443.6428 | 6.895% | 474.2307 | 3182.8289 | 5.219% | 3348.9338 | 3158.2842 | 4.473% | 3299.5641 | 425.6727 | 3.87% | 442.148 | 1327.31 | 3.487% | 1373.5887 | 7680.6643 | 3.487% | 7948.4627 | 8435.2127 |  | 0 | 232.5502 |  | 232.5502 | 31157.4631 |  | 24101.2254
max | 6271.2973 |  | 6271.2973 | 443.6428 |  | 443.6428 | 3182.8289 | 1117% | 38729.4258 | 3730.781 | 1269% | 51083.0257 | 425.6727 | 1171% | 5409.7899 | 1327.31 | 1149% | 16572.2371 | 8195.9321 | 1149% | 102330.9798 | 9001.1005 |  | 0 | 232.5502 |  | 232.5502 | 31157.4631 |  | 24101.2254
REVENUE
| Usage |  |  |  | Revenues |  |  |  | $/MWh
| Days | MWh | Non-coincident Demand of LRS (MW) adj. for T losses | Load Factor | Transmission and Scheduling Service | Ancillary Gen. Services | Generation Forecasting Service under Sched. 4A | Total | Transmission | Ancillary | Forecasting Generation Service under Sched. 4A | Total
January | 31 | 7458.6457 | 13.1653 | 76.15% | 60497.1953 | 25755.4678 | 7890 | 94142.6631 | 8.111 | 3.4531 | 1.0578 | 12.622
February | 28 | 7238.4047 | 14.2328 | 75.68% | 65402.3325 | 27843.7316 | 2540 | 95786.0642 | 9.0355 | 3.8467 | 0.35091 | 13.233
March | 31 | 8340.9312 | 14.746 | 76.03% | 67760.7809 | 28847.7937 | 3930 | 100538.5746 | 8.1239 | 3.4586 | 0.47117 | 12.0536
April | 30 | 8294.449 | 15.5346 | 74.16% | 71384.5587 | 30390.5445 | 6210 | 107985.1032 | 8.6063 | 3.664 | 0.74869 | 13.019
May | 31 | 8890.0595 | 15.5795 | 76.7% | 71590.7294 | 30478.3175 | 4010 | 106079.0469 | 8.0529 | 3.4284 | 0.45107 | 11.9323
June | 30 | 8660.5923 | 16.822 | 71.51% | 77300.2497 | 32909.0313 | 2120 | 112329.281 | 8.9255 | 3.7999 | 0.24479 | 12.9702
July | 31 | 9798.5757 | 17.9903 | 73.21% | 82668.8815 | 35194.6186 | 1110 | 118973.5002 | 8.4368 | 3.5918 | 0.11328 | 12.1419
August | 31 | 10412.0316 | 19.1748 | 72.98% | 88111.7453 | 37511.8088 | 1490 | 127113.5541 | 8.4625 | 3.6027 | 0.1431 | 12.2083
September | 30 | 15362.7549 | 20.0064 | 106.7% | 91933.2964 | 39138.7575 | 1930 | 133002.0539 | 5.9842 | 2.5476 | 0.12563 | 8.6574
October | 31 | 15869.1496 | 20.1393 | 105.9% | 92543.9988 | 39398.7518 | 3010 | 134952.7505 | 5.8317 | 2.4827 | 0.18968 | 8.5041
November | 30 | 16190.3781 | 21.116 | 106.5% | 97031.9374 | 41309.4017 | 2010 | 140351.3391 | 5.9932 | 2.5515 | 0.12415 | 8.6688
December | 31 | 16341.5945 | 24.6507 | 89.1% | 113274.8035 | 48224.4762 | 4910 | 166409.2797 | 6.9317 | 2.951 | 0.30046 | 10.1832
TOTAL | 365 | 132857.5669 | 24.6507 | 61.53% | 979500.5094 | 417002.701 | 41160 | 1437663.2104 | 7.3726 | 3.1387 | 0.30981 | 10.8211
ASSUMPTIONS
(1) All LRSs will take Network Integration OATT Service.
(2) Non-coincident demands of LRS will be metered directly through application of hourly meters on RtR customer premises before conversion to demand requirement at a transmission level.
For the purposes of this illustration these demands were assumed to align with a weighted average customer load factor in each class - load factor that yields annual bill unit revenue the same as class average.
(3) All metered demands are converted into transmission demands by using monthly distribution demand line losses by rate class from the most recent cost of service study.
Distribution demand line losses of Large Industrial customers are assumed to be the same as those of Medium Industrial Customers.
(4) Charges for inaccurate Generation Forecasting Services are provided on purely illustrative basis - assumed LRS would be 10% of the time outside of the tolerance band of +/- 10%.

## RtR Market EBS
ENERGY BALANCING SERVICE
RATES |  |  |  |  | Installed Capacity |  | MWs | Type
Admin Charge | 1053.03 |  |  |  | Wind Farm #1 |  | 26.096 | NRIS | 4.4999
Energy Charge (¢/kWh) | 9.959 |  |  |  | Wind Farm #2 |  | 20 | NRIS
Monthly Energy Credit (¢/kWh) | 5.27 |  |  |  | Wind Farm #3 |  | 60 | NRIS
Transmission Losses | 2.28%
Annual Excess Spill Refund
Spill Quantity Range | Upper Spill Bound | Discount Applied | Cents per kWh
from 0% to 10% of Annual LRS Load | 10% | 0% | 5.27
from 10% to 20% of Annual LRS Load | 20% | 10% | 4.743
from 20% to 30% of Annual LRS Load | 30% | 25% | 3.953
greater than 30% of Annual LRS Load |  | 50% | 2.635
USAGE
LRS ENERGY AT TRANSMISSION LEVEL LRS (kWh)
| DOMESTIC |  |  | SMALL GENERAL |  |  | GENERAL |  |  | GENERAL LARGE |  |  | SMALL INDUSTRIAL |  |  | MEDIUM INDUSTRIAL |  |  | LARGE INDUSTRIAL FIRM (Distribution) |  |  | LARGE INDUSTRIAL FIRM (Transmission) |  |  | UNMETERED |  |  | TOTAL
| DISTR. |  | TRANS. | DISTR. |  | TRANS. | DISTR. |  | TRANS. | DISTR. |  | TRANS. | DISTR. |  | TRANS. | DISTR. |  | TRANS. | DISTR. |  | TRANS. | DISTR. |  | TRANS. | DISTR. |  | TRANS. | DISTR. |  | TRANS.
| kWh | Distr. Losses | kWh | kWh | Distr. Losses | kWh | kWh | Distr. Losses | kWh | kWh | Distr. Losses | kWh | kWh | Distr. Losses | kWh | kWh | Distr. Losses | kWh | kWh | Distr. Losses | kWh | kWh | Distr. Losses | kWh | kWh | Distr. Losses | kWh | kWh | Distr. Losses | kWh
NC Demand Adj fct | 0.9 |  |  | 0.9 |  |  | 0.9 |  |  | 0.9 |  |  | 0.95 |  |  | 0.95 |  |  | 0.95 |  |  | 0.95 |  |  | 0.9
January | 392730.773 | 7.457% | 422017.0221 | 33354.4467 | 6.613% | 35560.026 | 369331.4394 | 3.127% | 380880.3569 | 1694616.7704 | 3.45% | 1753078.5667 | 90614.812 | 2.429% | 92816.0722 | 215331.3959 | 1.904% | 219432.1752 | 4450554.3693 | 1.904% | 4535310.8952 | 0 | 0% | 0 | 18143.476 | 7.756% | 19550.5939 | 7264677.4827 |  | 7458645.7082
February | 553282.6664 | 7.749% | 596158.2117 | 47430.8098 | 6.954% | 50729.3011 | 444767.0704 | 3.28% | 459357.2289 | 1594582.9464 | 3.145% | 1644739.7804 | 96523.8964 | 2.734% | 99162.723 | 194294.7512 | 2.255% | 198675.5063 | 4074387.6312 | 2.255% | 4166252.6673 | 0 | 0% | 0 | 21707.703 | 7.47% | 23329.283 | 7026977.4748 |  | 7238404.7019
March | 787190.3369 | 7.102% | 843093.6835 | 75707.5585 | 6.946% | 80965.9514 | 717597.7445 | 3.697% | 744126.5519 | 1662281.5163 | 3.595% | 1722038.809 | 96810.5438 | 3.323% | 100027.1873 | 414691.4791 | 2.686% | 425829.9182 | 4282104.9082 | 2.686% | 4397120.4491 | 0 | 0% | 0 | 25945.6022 | 6.872% | 27728.6207 | 8062329.6894 |  | 8340931.171
April | 778591.8684 | 5.933% | 824784.0079 | 73840.6428 | 6.064% | 78318.7067 | 847948.0769 | 2.909% | 872618.7057 | 1525841.5368 | 3.03% | 1572067.1223 | 101597.5165 | 2.738% | 104379.5416 | 413254.506 | 2.337% | 422914.0161 | 4284239.4835 | 2.337% | 4384380.3259 | 0 | 0% | 0 | 32893.8366 | 6.362% | 34986.6219 | 8058207.4676 |  | 8294449.0481
May | 830809.8103 | 5.929% | 880067.48 | 72810.142 | 6.144% | 77283.2591 | 936314.5772 | 3.298% | 967196.8178 | 1597393.942 | 3.402% | 1651743.719 | 121016.3067 | 3.088% | 124753.4313 | 408340.9697 | 2.958% | 420421.6232 | 4595659.8562 | 2.958% | 4731621.1698 | 0 | 0% | 0 | 34382.9733 | 7.53% | 36972.0466 | 8596728.5774 |  | 8890059.5467
June | 788235.1807 | 4.126% | 820761.2388 | 79140.6485 | 4.123% | 82403.4201 | 998132.8296 | 2.502% | 1023109.0959 | 1587303.3936 | 2.116% | 1620884.2455 | 126333.0641 | 1.925% | 128764.4481 | 427488.587 | 1.826% | 435296.5003 | 4427328.7444 | 1.826% | 4508192.1877 | 0 | 0% | 0 | 38426.1628 | 7.17% | 41181.1742 | 8472388.6106 |  | 8660592.3106
July | 947299.0643 | 4.133% | 986446.6598 | 85890.7522 | 4.498% | 89753.7461 | 1237511.2836 | 2.707% | 1271009.1037 | 1841757.8001 | 2.678% | 1891079.7351 | 167933.6439 | 1.853% | 171044.9686 | 427095.7619 | 1.727% | 434472.8921 | 4822681.8665 | 1.727% | 4905982.9788 | 0 | 0% | 0 | 45474.3777 | 7.282% | 48785.6518 | 9575644.5503 |  | 9798575.7359
August | 1034024.5986 | 5.142% | 1087196.3273 | 95910.9122 | 5.784% | 101458.0084 | 1254560.7953 | 3.322% | 1296239.3066 | 1861861.7233 | 3.68% | 1930373.8621 | 187337.7384 | 2.625% | 192254.5215 | 427557.2445 | 2.551% | 438463.1008 | 5172288.1149 | 2.551% | 5304219.5268 | 0 | 0% | 0 | 57493.7791 | 7.537% | 61826.9248 | 10091034.9063 |  | 10412031.5781
September | 1184411.6036 | 3.801% | 1229427.2508 | 98019.4971 | 4.291% | 102225.6285 | 1242369.5246 | 2.172% | 1269348.6803 | 1737077.7885 | 1.759% | 1767635.3644 | 175113.1486 | 1.639% | 177982.4666 | 416442.748 | 1.557% | 422926.6933 | 4881329.7624 | 1.557% | 4957331.2674 | 0 | 0% | 5360871.5983 | 70951.3073 | 5.715% | 75005.9316 | 9805715.3801 |  | 15362754.8812
October | 1565031.7727 | 5.27% | 1647506.3407 | 120328.1446 | 4.484% | 125723.2313 | 1326908.2841 | 2.919% | 1365635.641 | 1690117.1206 | 2.976% | 1740416.9357 | 161279.9702 | 2.569% | 165423.5512 | 629857.9786 | 2.337% | 644580.4722 | 4758928.2575 | 2.337% | 4870164.9065 | 0 | 0% | 5226445.3695 | 79005.5487 | 5.376% | 83253.1435 | 10331457.077 |  | 15869149.5917
November | 1999167.5197 | 5.905% | 2117215.695 | 130567.3521 | 5.356% | 137560.2369 | 1432716.137 | 2.621% | 1470268.5838 | 1579504.24 | 2.801% | 1623743.5579 | 186203.6579 | 2.57% | 190989.8201 | 616839.2796 | 1.913% | 628639.6567 | 4684406.6073 | 1.913% | 4774021.1414 | 0 | 0% | 5144602.7124 | 97313.0369 | 6.19% | 103336.7261 | 10726717.8306 |  | 16190378.1303
December | 3000355.7072 | 8.622% | 3259038.1895 | 175547.198 | 6.863% | 187594.3255 | 1587447.5678 | 4.392% | 1657160.8942 | 1609196.4761 | 4.264% | 1677817.7605 | 215937.2622 | 3.931% | 224425.886 | 628361.1616 | 3.275% | 648941.4655 | 4019695.1454 | 3.275% | 4151349.6029 | 0 | 0% | 4414589.9964 | 111416.2035 | 8.311% | 120676.3763 | 11347956.7218 |  | 16341594.497
Total | 13861130.9018 | 6.151% | 14713712.1072 | 1088548.1046 | 5.606% | 1149575.8411 | 12395605.3303 | 3.076% | 12776950.9668 | 19981535.2541 | 3.073% | 20595619.4585 | 1726701.5608 | 2.625% | 1772024.6176 | 5219555.8631 | 2.319% | 5340594.0201 | 54453604.7467 | 2.263% | 55685947.1187 | 0 | #DIV/0! | 20146509.6766 | 633154.0071 | 6.867% | 676633.0944 | 109359835.7686 |  | 132857566.9008
RtR MARKET GENERATION (MWs & MWh)
|  | Wind Farm #1 NRIS-connected |  |  | Wind Farm #2 NRIS-connected |  |  | Wind Farm #3 NRIS-connected |  |  | Total Output
| Days | installed Capacity | Output (MWh) | Capacity Factor | installed Capacity | Output (MWh) | Capacity Factor | installed Capacity | Output (MWh) | Capacity Factor | At generator's gate | At transmission level
January | 31 | 26.096 | 8481.7352 | 43.69% | 20 | 4612.8 | 31% |  | 0 |  | 13094.5352 | 12802.6351
February | 28 | 26.096 | 5767.768 | 32.89% | 20 | 3494.4 | 26% |  | 0 |  | 9262.168 | 9055.6981
March | 31 | 26.096 | 5991.8186 | 30.86% | 20 | 3720 | 25% |  | 0 |  | 9711.8186 | 9495.3252
April | 30 | 26.096 | 6373.5802 | 33.92% | 20 | 3456 | 24% |  | 0 |  | 9829.5802 | 9610.4616
May | 31 | 26.096 | 6075.4697 | 31.29% | 20 | 1041.6 | 7% |  | 0 |  | 7117.0697 | 6958.4177
June | 30 | 26.096 | 4387.6854 | 23.35% | 20 | 0 | 0% |  | 0 |  | 4387.6854 | 4289.8762
July | 31 | 26.096 | 3776.9641 | 19.45% | 20 | 2678.4 | 18% | 60 | 4465.5475 | 23% | 10920.9116 | 10677.4654
August | 31 | 26.096 | 4220.5048 | 21.74% | 20 | 3124.8 | 21% | 60 | 4659.7018 | 24% | 12005.0065 | 11737.394
September | 30 | 15 | 3239.0693 | 29.99% | 20 | 3168 | 22% | 60 | 3564 | 33% | 9971.0693 | 9748.7967
October | 31 | 26.096 | 5089.6282 | 26.21% | 20 | 3571.2 | 24% | 60 | 5242.1645 | 27% | 13902.9927 | 13593.0706
November | 30 | 26.096 | 7702.1499 | 40.99% | 20 | 4032 | 28% | 60 | 7703.5392 | 41% | 19437.6891 | 19004.389
December | 31 | 26.096 | 5826.1058 | 30.01% | 20 | 4017.6 | 27% | 60 | 6407.0899 | 33% | 16250.7957 | 15888.5371
TOTAL | 365 | 26.096 | 66932.479 | 30.37% | 20 | 36916.8 | 21.08% | 60 | 32042.0429 | 30.17% | 135891.3219 | 132862.0668
LRS USAGE OF EBS (MWh)
| Total RtR Generation at transmission delivery point | Load at Transmission level |  |  | Spill
|  | RtR direct Delivery | Top-up | Total | Total | Net of Top-up |  | Annual Excess Spill by refund category
[6 empty] | MWh | % of Load | 0% to 10% | 10% to 20% | 20% to 30% | > 30% | Total
January | 12802.6351 | 5627 | 1831.6457 | 7458.6457 | 7175.6351 | 5343.9894 | 71.65%
February | 9055.6981 | 4931 | 2307.4047 | 7238.4047 | 4124.6981 | 1817.2934 | 25.11%
March | 9495.3252 | 5294.6566 | 3046.2746 | 8340.9312 | 4200.6686 | 1154.394 | 13.84%
April | 9610.4616 | 4939 | 3355.449 | 8294.449 | 4671.4616 | 1316.0126 | 15.87%
May | 6958.4177 | 4048.1252 | 4841.9343 | 8890.0595 | 2910.2925 | -1931.6418 | -21.73%
June | 4289.8762 | 3767.6934 | 4892.8989 | 8660.5923 | 522.1828 | -4370.7161 | -50.47%
July | 10677.4654 | 5874 | 3924.5757 | 9798.5757 | 4803.4654 | 878.8896 | 8.97%
August | 11737.394 | 6329 | 4083.0316 | 10412.0316 | 5408.394 | 1325.3624 | 12.73%
September | 9748.7967 | 7531 | 7831.7549 | 15362.7549 | 2217.7967 | -5613.9581 | -36.54%
October | 13593.0706 | 9601 | 6268.1496 | 15869.1496 | 3992.0706 | -2276.079 | -14.34%
November | 19004.389 | 10841 | 5349.3781 | 16190.3781 | 8163.389 | 2814.0109 | 17.38%
December | 15888.5371 | 10931 | 5410.5945 | 16341.5945 | 4957.5371 | -453.0574 | -2.772%
TOTAL | 132862.0668 | 79714.4753 | 53143.0916 | 132857.5669 | 53147.5915 | 4.4999 | 0.003387% | 4.4999 | 0 | 0 | 0 | 4.4999
|  | 60% | 40% | 100%
EBS BILL CALCULATION
| ADMIN CHARGE | TOP-UP | SPILL | TOTAL | ANNUAL EXCESS SPILL REFUND TO THE COMPANY |  |  |  |  | TOTAL AFTER SPILL REFUND | $/MWhx
[5 empty] | 0% to 10% | 10% to 20% | 20% to 30% | > 30% | Total
January | 1053.03 | 182413.5961 | -378155.9693 | -194689.3433 | [6 empty] | -26.1025
February | 1053.03 | 229794.4343 | -217371.5876 | 13475.8766 | [6 empty] | 1.8617
March | 1053.03 | 303378.4835 | -221375.234 | 83056.2795 | [6 empty] | 9.9577
April | 1053.03 | 334169.1707 | -246186.028 | 89036.1727 | [6 empty] | 10.7344
May | 1053.03 | 482208.2377 | -153372.4146 | 329888.8531 | [6 empty] | 37.1076
June | 1053.03 | 487283.7984 | -27519.0338 | 460817.7947 | [6 empty] | 53.2086
July | 1053.03 | 390848.4975 | -253142.6252 | 138758.9023 | [6 empty] | 14.1611
August | 1053.03 | 406629.1149 | -285022.3619 | 122659.7829 | [6 empty] | 11.7806
September | 1053.03 | 779964.4686 | -116877.8882 | 664139.6105 | [6 empty] | 43.2305
October | 1053.03 | 624245.0178 | -210382.1228 | 414915.925 | [6 empty] | 26.1461
November | 1053.03 | 532744.568 | -430210.6012 | 103586.9967 | [6 empty] | 6.3981
December | 1053.03 | 538841.106 | -261262.2046 | 278631.9314 | [6 empty] | 17.0505
TOTAL | 12636.36 | 5292520.4935 | -2800878.0713 | 2504278.7822 | 0 | 0 | 0 | 0 | 0 | 2504278.7822 | 18.8494
ASSUMPTIONS
(1) Assume three RtR generation facilities. #3 wind farm comes on stream in the month of July. Wind farm #2 is shut down partway in the months of May and July and in the whole month of June.
(2) All metered energies are converted to energy requirements at transmission level using monthly distribution demand energy losses by rate class from the most recent cost of service study.
Distribution energy line losses of Large Industrial customers are assumed to be the same as those of Medium Industrial Customers.
(3) Capacity generation factors of the RtR generation facilities as well as breakdown of their output between direct deliveries and spill energy have been assumed for the illustrative purposes.
Ordinarily this information will be available directly from hourly metering.
(4) Monthly spill and top-up energies have been made up based on Company's notion of its own hourly generation and system load profiles.
They are not supported by explicit hourly load and generation curves in this example. Actual settlement numbers will be derived from hourly metered records.
Note on C51: GRUS, VOYTEK: Due to a manufacturing defect in about half of the installed wind turbines, discovered after their installation, some of their components were recalled by the manufacturer for repairs causing a reduction in operating capacity for the entire month.
Note on D70: GRUS, VOYTEK: Includes energy delivery under Standby Capacity Service in replacement of output from Wind Farm #2 shutdown for maintenance.
Note on H47: GRUS, VOYTEK: Shut down for maintenance and repairs for 3 weeks
Note on H48: GRUS, VOYTEK: Shutdown for maintenance for the whole month.

## RtR Market SS
STANDBY SERVICE
RATES |  |  | Installed Capacity |  | MW | Type | Applicable Capacity Contribution Factor
Admin Charge | 1053.03 |  | Wind Farm #1 |  | 26.096 | NRIS | 17%
Demand Charge | 5.37 |  | Wind Farm #2 |  | 20 | NRIS | 17%
Transmission Losses | 2.28% |  | Wind Farm #3 |  | 60 | NRIS | 17%
Planning Reserve Margin | 20%
Class Monthly Coincident Demand at Transmission Level Adjustment Factor
Classes | Jan, Feb, Dec | Mar, Apr | May, June | Jul, Aug, Sep | Oct, Nov
Domestic | 1 | 1.2715 | 1.6666 | 2.1729 | 1.4662
Small General | 1 | 1.2066 | 1.3162 | 1.0942 | 1.2785
General | 1 | 1.1219 | 1.3188 | 1.046 | 1.193
Large General | 1 | 1.0494 | 1.0358 | 0.78442 | 0.98657
Small Industrial | 1 | 1.0648 | 1.0101 | 0.9381 | 0.99597
Medium Industrial | 1 | 1.1412 | 1.0771 | 1.0073 | 1.0204
Large Industrial Firm | 1 | 1.1016 | 1.027 | 0.89464 | 1.0855
Unmetered | 1 | 8.2351 | 7.8971 | 7.6787 | 2.2754
USAGE
RTR CUSTOMER COINCIDENT DEMANDS AT TRANSMISSION LEVEL LRS (kW)
| DOMESTIC |  |  |  | SMALL GENERAL |  |  |  | GENERAL |  |  |  | GENERAL LARGE |  |  |  | SMALL INDUSTRIAL |  |  |  | MEDIUM INDUSTRIAL |  |  |  | LARGE INDUSTRIAL FIRM (Distribution) |  |  |  | LARGE INDUSTRIAL FIRM (Transmission) |  |  |  | UNMETERED |  |  |  | TOTAL
| DISTR. |  | TRANS. | TRANS. WINTER EQUIVALENT | DISTR. |  | TRANS. | TRANS. WINTER EQUIVALENT | DISTR. |  | TRANS. | TRANS. WINTER EQUIVALENT | DISTR. |  | TRANS. | TRANS. WINTER EQUIVALENT | DISTR. |  | TRANS. | TRANS. WINTER EQUIVALENT | DISTR. |  | TRANS. | TRANS. WINTER EQUIVALENT | DISTR. |  | TRANS. | TRANS. WINTER EQUIVALENT | DISTR. |  | TRANS. | TRANS. WINTER EQUIVALENT | DISTR. |  | TRANS. | TRANS. WINTER EQUIVALENT | FIRM. | Weighted Ave | TRANS. | TRANS. WINTER EQUIVALENT
| kW | Distr. Losses | kW | kW | kW | Distr. Losses | kW | kW | kW | Distr. Losses | kW | kW | kW | Distr. Losses | kW | kW | kW | Distr. Losses | kW | kW | kW | Distr. Losses | kW | kW | kW | Distr. Losses | kW | kW | kW | Distr. Losses | kW | kW | kW | Distr. Losses | kW | kW | Kw DEMAND | Distr. Losses | kW | kW
NC Demand Adj fct | 0.9 |  |  |  | 0.9 |  |  |  | 0.9 |  |  |  | 0.9 |  |  |  | 0.95 |  |  |  | 0.95 |  |  |  | 0.95 |  |  |  | 0.95 |  |  |  | 0.9
January | 747.5129 | 10.25% | 824.0999 | 824.0999 | 50.5165 | 6.629% | 53.8654 | 53.8654 | 718.6526 | 4.266% | 749.3132 | 749.3132 | 2628.448 | 3.544% | 2721.6118 | 2721.6118 | 158.6282 | 2.595% | 162.745 | 162.745 | 362.31 | 2.111% | 369.9581 | 369.9581 | 6491.039 | 2.111% | 6628.0616 | 6628.0616 | 0 | 0% | 0 | 0 | 30.7389 | 9.948% | 33.7967 | 33.7967 | 11187.8461 | 3.179% | 11543.4519 | 11543.4519
February | 1276.9948 | 11.46% | 1423.3907 | 1423.3907 | 73.5836 | 6.836% | 78.6138 | 78.6138 | 817.6824 | 3.809% | 848.827 | 848.827 | 2616.857 | 3.139% | 2698.9934 | 2698.9934 | 165.7783 | 2.755% | 170.3458 | 170.3458 | 350.5795 | 2.387% | 358.9471 | 358.9471 | 6734.9491 | 2.387% | 6895.6975 | 6895.6975 | 0 | 0% | 0 | 0 | 55.2204 | 7.643% | 59.4407 | 59.4407 | 12091.6451 | 3.66% | 12534.256 | 12534.256
March | 1445.7428 | 9.156% | 1578.1181 | 2006.5658 | 131.8551 | 7.152% | 141.285 | 170.4702 | 1327.6941 | 4.569% | 1388.3501 | 1557.5278 | 2690.9941 | 3.726% | 2791.2631 | 2929.1831 | 166.0761 | 3.431% | 171.7734 | 182.8983 | 632.4801 | 2.721% | 649.6915 | 741.4494 | 6146.6232 | 2.721% | 6313.8893 | 6955.4186 | 0 | 0% | 0 | 0 | 7.5425 | 4.461% | 7.879 | 64.8846 | 12549.008 | 3.931% | 13042.2496 | 14608.3978
April | 1629.5408 | 8.262% | 1764.1702 | 2243.1297 | 86.0432 | 5.511% | 90.7849 | 109.5383 | 1453.345 | 3.222% | 1500.1771 | 1682.9815 | 2371.1515 | 2.961% | 2441.3604 | 2561.9912 | 157.7556 | 2.626% | 161.8978 | 172.3832 | 627.9193 | 2.244% | 642.008 | 732.6807 | 6371.5087 | 2.244% | 6514.4667 | 7176.3758 | 0 | 0% | 0 | 0 | 11.5678 | 3.971% | 12.0272 | 99.0454 | 12708.8318 | 3.29% | 13126.8924 | 14778.1259
May | 1536.5398 | 7.359% | 1649.6087 | 2749.3184 | 132.089 | 6.288% | 140.3954 | 184.7916 | 1725.202 | 3.909% | 1792.6431 | 2364.1099 | 2796.768 | 3.581% | 2896.9271 | 3000.5355 | 237.2555 | 3.247% | 244.9594 | 247.422 | 676.4375 | 3.03% | 696.9352 | 750.7015 | 6575.4986 | 3.03% | 6774.7526 | 6957.4632 | 0 | 0% | 0 | 0 | 14.7062 | 2.236% | 15.0351 | 118.7332 | 13694.4966 | 3.773% | 14211.2567 | 16373.0752
June | 1868.2772 | 6.6% | 1991.5837 | 3319.2705 | 119.0343 | 4.876% | 124.8381 | 164.3147 | 1603.8368 | 2.46% | 1643.288 | 2167.1426 | 2351.0222 | 2.255% | 2404.0314 | 2490.0115 | 188.4091 | 1.954% | 192.0907 | 194.0218 | 658.9191 | 1.927% | 671.6167 | 723.4297 | 6853.8048 | 1.927% | 6985.8808 | 7174.2854 | 0 | 0% | 0 | 0 | 15.7493 | 0.7234% | 15.8632 | 125.2731 | 13659.0527 | 2.71% | 14029.1926 | 16357.7492
July | 1582.3325 | 4.691% | 1656.5531 | 3599.4466 | 182.0144 | 4.936% | 190.9984 | 208.9882 | 2410.6832 | 3.566% | 2496.6556 | 2611.5171 | 3285.9757 | 2.948% | 3382.8625 | 2653.5841 | 313.1913 | 1.965% | 319.3471 | 299.5793 | 742.3216 | 1.873% | 756.2216 | 761.7268 | 7661.1437 | 1.873% | 7804.5991 | 6982.3296 | 0 | 0% | 0 | 0 | 20.8597 | 1.839% | 21.2433 | 163.1209 | 16198.5222 | 2.654% | 16628.4808 | 17280.2926
August | 1936.2039 | 6.248% | 2057.1763 | 4469.9418 | 189.5077 | 6.088% | 201.0446 | 219.9806 | 2573.8028 | 4.324% | 2685.0904 | 2808.621 | 3423.9512 | 3.991% | 3560.6124 | 2793.0146 | 338.1409 | 2.695% | 347.2528 | 325.7577 | 702.4864 | 2.608% | 720.8089 | 726.0563 | 7759.0128 | 2.608% | 7961.3862 | 7122.5981 | 0 | 0% | 0 | 0 | 23.1162 | 2.27% | 23.6409 | 181.5313 | 16946.2219 | 3.604% | 17557.0125 | 18647.5015
September | 2256.0718 | 5.338% | 2376.5014 | 5163.7884 | 203.0415 | 4.466% | 212.1088 | 232.0869 | 2819.0662 | 3.28% | 2911.544 | 3045.4929 | 3484.6155 | 2.043% | 3555.8199 | 2789.2553 | 322.0938 | 1.614% | 327.2936 | 307.034 | 707.0098 | 1.536% | 717.8706 | 723.0966 | 7804.8222 | 1.536% | 7924.7168 | 7089.7921 | 8699.1631 | 0% | 8699.1631 | 7782.645 | 25.0231 | 2.536% | 25.6577 | 197.0177 | 26320.907 | 1.633% | 26750.6759 | 27330.2088
October | 3148.8211 | 6.973% | 3368.3867 | 4938.8153 | 196.5185 | 4.469% | 205.3007 | 262.4756 | 2483.6959 | 3.603% | 2573.1853 | 3069.8832 | 2781.2478 | 3.093% | 2867.282 | 2828.7638 | 345.897 | 2.794% | 355.5602 | 354.1282 | 1069.057 | 2.452% | 1095.2716 | 1117.5841 | 7002.2292 | 2.452% | 7173.9323 | 7787.3196 | 7872.8594 | 0% | 7872.8594 | 8546.0065 | 21.8776 | 3.225% | 22.5832 | 51.385 | 24922.2034 | 2.456% | 25534.3613 | 28956.3613
November | 4408.4434 | 8.566% | 4786.0628 | 7017.4485 | 216.9638 | 5.386% | 228.6484 | 292.3255 | 2581.5137 | 3.141% | 2662.6056 | 3176.5642 | 2622.6962 | 2.873% | 2698.0455 | 2661.8008 | 300.0448 | 2.523% | 307.6161 | 306.3772 | 1050.6175 | 1.998% | 1071.6129 | 1093.4435 | 5729.3554 | 1.998% | 5843.8501 | 6343.5124 | 6414.0557 | 0% | 6414.0557 | 6962.4719 | 165.8452 | 5.28% | 174.6013 | 397.2825 | 23489.5357 | 2.97% | 24187.0985 | 28251.2263
December | 5951.0273 | 11.33% | 6625.1951 | 6625.1951 | 275.1454 | 6.895% | 294.1159 | 294.1159 | 2881.4691 | 5.219% | 3031.8466 | 3031.8466 | 2696.3919 | 4.473% | 2817.01 | 2817.01 | 304.6864 | 3.87% | 316.479 | 316.479 | 1092.1749 | 3.487% | 1130.2552 | 1130.2552 | 7416.6927 | 3.487% | 7675.2874 | 7675.2874 | 8420.5122 | 0% | 8420.5122 | 8420.5122 | 232.5502 | 9.188% | 253.9159 | 253.9159 | 29270.65 | 4.421% | 30564.6172 | 30564.6172
Total | 5951.0273 | 11.33% | 6625.1951 | 7017.4485 | 275.1454 | 6.895% | 294.1159 | 294.1159 | 2881.4691 | 5.219% | 3031.8466 | 3176.5642 | 3484.6155 | 2.181% | 3560.6124 | 3000.5355 | 345.897 | 2.794% | 355.5602 | 354.1282 | 1092.1749 | 3.487% | 1130.2552 | 1130.2552 | 7804.8222 | 2.006% | 7961.3862 | 7787.3196 | 8699.1631 | 261% | 31406.5904 | 8546.0065 | 232.5502 | 186.3% | 665.6841 | 397.2825 | 29270.65 | 4.421% | 30564.6172 | 30564.6172
RtR MARKET GENERATION CAPACITY (MWs)
| Wind Farm #1 NRIS-connected |  |  | Wind Farm #2 NRIS-connected |  |  | Wind Farm #3 NRIS-connected |  |  | Total Capacity Contribution
| installed Capacity | Capacity Contribution |  | installed Capacity | Output (MWh) |  | installed Capacity | Output (MWh) |  | Before Planning Reserve Margin |  | Discounted for Planning Reserve Factor
|  | Factor | MW |  | Factor | MW |  | Factor | MW | At Generator's Gate | At transmission level
January | 26.096 | 17% | 4.4363 | 20 | 17% | 3.4 | 0 |  | 0 | 7.8363 | 7.6616 | 6.3847
February | 26.096 | 17% | 4.4363 | 20 | 17% | 3.4 | 0 |  | 0 | 7.8363 | 7.6616 | 6.3847
March | 26.096 | 17% | 4.4363 | 20 | 17% | 3.4 | 0 |  | 0 | 7.8363 | 7.6616 | 6.3847
April | 26.096 | 17% | 4.4363 | 20 | 17% | 3.4 | 0 |  | 0 | 7.8363 | 7.6616 | 6.3847
May | 26.096 | 17% | 4.4363 | 20 | 17% | 3.4 | 0 |  | 0 | 7.8363 | 7.6616 | 6.3847
June | 26.096 | 17% | 4.4363 | 20 | 17% | 3.4 | 0 |  | 0 | 7.8363 | 7.6616 | 6.3847
July | 26.096 | 17% | 4.4363 | 20 | 17% | 3.4 | 60 | 17% | 10.2 | 18.0363 | 17.6343 | 14.6952
August | 26.096 | 17% | 4.4363 | 20 | 17% | 3.4 | 60 | 17% | 10.2 | 18.0363 | 17.6343 | 14.6952
September | 15 | 17% | 2.55 | 20 | 17% | 3.4 | 60 | 17% | 10.2 | 16.15 | 15.79 | 13.1583
October | 26.096 | 17% | 4.4363 | 20 | 17% | 3.4 | 60 | 17% | 10.2 | 18.0363 | 17.6343 | 14.6952
November | 26.096 | 17% | 4.4363 | 20 | 17% | 3.4 | 60 | 17% | 10.2 | 18.0363 | 17.6343 | 14.6952
December | 26.096 | 17% | 4.4363 | 20 | 17% | 3.4 | 60 | 17% | 10.2 | 18.0363 | 17.6343 | 14.6952
TOTAL | [5 empty] | 2.04
BILL CALCULATION
| ADMIN CHARGE REVENUE | STANDBY CONTRACT DEMAND REVENUE |  |  |  | TOTAL REVENUE BFR TAXES
|  | RtR Customer Firm Coincident Demand (kW) | Contributed Capacity (kW) | Billed Standby Contract Demand (kW) | $ Amount |  | $/MWhx | Displaced capacity (kW)
January | 1053.03 | 11543.4519 | 6384.6956 | 5158.7563 | 27702.5211 | 28755.5511 | 3.8553 | 6384.6956
February | 1053.03 | 12534.256 | 6384.6956 | 6149.5604 | 33023.1392 | 34076.1692 | 4.7077 | 6384.6956
March | 1053.03 | 14608.3978 | 6384.6956 | 8223.7022 | 44161.2806 | 45214.3106 | 5.4208 | 6384.6956
April | 1053.03 | 14778.1259 | 6384.6956 | 8393.4303 | 45072.7206 | 46125.7506 | 5.561 | 6384.6956
May | 1053.03 | 16373.0752 | 6384.6956 | 9988.3796 | 53637.5986 | 54690.6286 | 6.1519 | 6384.6956
June | 1053.03 | 16357.7492 | 6384.6956 | 9973.0536 | 53555.298 | 54608.328 | 6.3054 | 6384.6956
July | 1053.03 | 17280.2926 | 14695.2157 | 2585.0769 | 13881.8629 | 14934.8929 | 1.5242 | 14695.2157
August | 1053.03 | 18647.5015 | 14695.2157 | 3952.2857 | 21223.7743 | 22276.8043 | 2.1395 | 14695.2157
September | 1053.03 | 27330.2088 | 13158.3236 | 14171.8853 | 76103.0239 | 77156.0539 | 5.0223 | 13158.3236
October | 1053.03 | 28956.3613 | 14695.2157 | 14261.1456 | 76582.3517 | 77635.3817 | 4.8922 | 14695.2157
November | 1053.03 | 28251.2263 | 14695.2157 | 13556.0106 | 72795.7767 | 73848.8067 | 4.5613 | 14695.2157
December | 1053.03 | 30564.6172 | 14695.2157 | 15869.4015 | 85218.6861 | 86271.7161 | 5.2793 | 14695.2157
TOTAL | 12636.36 | 237225.2638 | 124942.5759 | 112282.6878 | 602958.0337 | 615594.3937 | 4.6335 | 124942.5759
ASSUMPTIONS
(1) Assume three RtR generation facilities. #3 wind farm comes on stream in the month of July. Wind farm #2 is shut down partway in the months of May and July and in the whole month of June.
(2) Coincident demands of LRS will be metered directly through application of hourly meters on RtR customer premises before conversion to demand requirement at a transmission level. For the purposes of this illustration these demands have been simulated.
(2) Capacity Credits reflect the most recent assumptions used in generation planning as provided in the 2014 IRP report: 17% for NRIS and 0% for ERIS.
(3) All metered coincident demands are converted into transmission demands by using monthly distribution demand line losses by rate class from the most recent cost of service study. Distribution demand line losses of Large Industrial customers are assumed to be the same as those of Medium Industrial Customers.
Note on B59: GRUS, VOYTEK: Temporary derate of installed capacity due to unforeseen technical problems with several turbines. Assume manufacturing defect on about half of the turbines which resulted in their decommissioning for a duration of one full month.

## RtR Market RTT
RtR Transition Tariff
RATES
Fixed Cost Adder from Energy Balancing Service | 3.309 | c/kWh | equals | Energy-related Generation Fixed Costs
Annually Adjusted Energy Savings Credit | 0 | c/kWh | based on avoided cost minus average fuel cost
Annual Energy Cost Adjustment | 0 | c/kWh | proposed to be determined through annual review
RTT Energy Charge | 3.309 | c/kWh
Demand Charge from Standby Service Tariff | 5.37 | $/kW-mth | equals | Demand-related Generation Fixed Costs
Annually Adjusted Demand Savings Credit | 0 | $/kW-mth | proposed to be determined through annual review
RTT Demand Charge | 5.37 | $/kW-mth
| Energy-related |  | Demand-related
| Displaced Energy (MWh) | Revenue | Displaced Demand (MW) | Revenue | Total Revenue | $/MWhx
January | 5627 | 186197.43 | 6.3847 | 34285.8154 | 220483.2454 | 29.5608
February | 4931 | 163166.79 | 6.3847 | 34285.8154 | 197452.6054 | 27.2785
March | 5294.6566 | 175200.1872 | 6.3847 | 34285.8154 | 209486.0026 | 25.1154
April | 4939 | 163431.51 | 6.3847 | 34285.8154 | 197717.3254 | 23.8373
May | 4048.1252 | 133952.4642 | 6.3847 | 34285.8154 | 168238.2796 | 18.9243
June | 3767.6934 | 124672.976 | 6.3847 | 34285.8154 | 158958.7914 | 18.3543
July | 5874 | 194370.66 | 14.6952 | 78913.3086 | 273283.9686 | 27.8902
August | 6329 | 209426.61 | 14.6952 | 78913.3086 | 288339.9186 | 27.693
September | 7531 | 249200.79 | 13.1583 | 70660.1975 | 319860.9875 | 20.8205
October | 9601 | 317697.09 | 14.6952 | 78913.3086 | 396610.3986 | 24.9925
November | 10841 | 358728.69 | 14.6952 | 78913.3086 | 437641.9986 | 27.031
December | 10931 | 361706.79 | 14.6952 | 78913.3086 | 440620.0986 | 26.9631
TOTAL | 79714.4753 | 2637751.9874 | 124.9426 | 670941.6328 | 3308693.6201 | 24.9041

## COSS Losses
SOURCE: 2014 COS submitted in compliance filing of July 31, 2014 in the COS Generic Proceeding
T Losses | 3.196%
| DOMESTIC | SMALL GENERAL | GENERAL | GENERAL LARGE | SMALL INDUST. | MEDIUM INDUST. | INDUSTRIAL LARGE | INDUSTRIAL LARGE | UNMETERED | INDUSTRIAL LARGE
[8 empty] | T-connected, Firm |  | TOTAL
REQUIREMENTS (MWh)
January | 565794.6458 | 28484.4121 | 247587.2998 | 34337.5206 | 23619.6168 | 44810.19 | 68105.1142 |  | 11372.5218 | 64800.0716
February | 492139.9669 | 26241.2267 | 233676.8122 | 32218.3397 | 22709.1904 | 40567.2495 | 62556.5838 |  | 9613.2253 | 59323.0839
March | 489855.9931 | 25129.2743 | 241815.8932 | 33728.1301 | 22903.2226 | 43469.2479 | 66014.6763 |  | 9457.5665 | 62347.4475
April | 387515.3837 | 21142.1852 | 208385.8976 | 30795.8172 | 21730.7814 | 43176.027 | 65830.1734 |  | 8441.6577 | 62378.5269
May | 347873.3173 | 19387.1052 | 198532.0596 | 32353.1215 | 21974.4151 | 42913.7337 | 71030.9141 |  | 7779.4268 | 66912.8075
June | 280139.7742 | 18120.7356 | 199554.9657 | 31760.6642 | 22688.7124 | 44446.9297 | 67699.4582 |  | 6903.3651 | 64461.9065
July | 281595.6399 | 18739.9428 | 215558.5522 | 37048.8917 | 23047.7179 | 44364.1495 | 73675.2627 |  | 7201.4228 | 70218.248
August | 278380.1779 | 19090.545 | 210639.7459 | 37807.6879 | 23173.4195 | 44760.6403 | 79636.27 |  | 7838.884 | 75308.515
September | 275385.5646 | 17047.5382 | 192941.0142 | 34639.8835 | 21459.4214 | 43187.3697 | 74450.1846 |  | 8338.5932 | 71072.1613
October | 321622.4232 | 19047.4149 | 202276.9857 | 34094.2172 | 19939.6707 | 43870.8938 | 73124.085 |  | 8954.4912 | 69289.9954
November | 378847.1695 | 20100.2581 | 209826.0818 | 31810.2552 | 21870.2785 | 42791.3392 | 71689.5544 |  | 10539.3322 | 68204.9602
December | 516741.5343 | 25453.4064 | 242286.2773 | 32855.6952 | 25688.8817 | 44155.5621 | 62314.145 |  | 11813.6046 | 58526.7613
TOTAL | 4615891.5904 | 257984.0444 | 2603081.5852 | 403450.2239 | 270805.3284 | 522513.3323 | 836126.4214 | 0 | 108254.0912 | 792844.4851
SALES (MWh)
January | 511323.1586 | 25940.076 | 232863.4725 | 32197.7186 | 22361.7219 | 42635.6164 | 64800.0716 | 42768.0473 | 10249.9967 | 64800.0716
February | 443588.0684 | 23823.1124 | 219463.5427 | 30297.076 | 21437.9574 | 38470.3607 | 59323.0839 | 39153.2354 | 8686.6991 | 59323.0839
March | 444122.0978 | 22815.4191 | 226222.6889 | 31583.3488 | 21501.6218 | 41054.4564 | 62347.4475 | 41149.3153 | 8592.4677 | 62347.4475
April | 355099.278 | 19350.2615 | 196395.1576 | 28990.9892 | 20513.4622 | 40912.1961 | 62378.5269 | 41169.8277 | 7705.1807 | 62378.5269
May | 318784.7238 | 17731.1082 | 186425.1603 | 30350.4849 | 20675.1706 | 40425.756 | 66912.8075 | 44162.453 | 7025.8314 | 66912.8075
June | 261026.3648 | 16884.9725 | 188796.8247 | 30158.7645 | 21583.5181 | 42321.3701 | 64461.9065 | 42544.8583 | 6254.9978 | 64461.9065
July | 262367.9677 | 17401.1777 | 203543.7037 | 34993.3982 | 21940.0367 | 42282.4804 | 70218.248 | 46344.0437 | 6518.4466 | 70218.248
August | 256954.8316 | 17517.5468 | 197750.1454 | 35375.3727 | 21898.7956 | 42328.1672 | 75308.515 | 49703.6199 | 7079.1058 | 75308.515
September | 257377.7666 | 15860.0809 | 183112.3602 | 33004.478 | 20469.8054 | 41227.832 | 71072.1613 | 46907.6265 | 7656.3635 | 71072.1613
October | 296519.6662 | 17688.971 | 190621.2926 | 32112.2253 | 18852.7797 | 41570.6266 | 69289.9954 | 45731.397 | 8247.4923 | 69289.9954
November | 347244.9882 | 18516.7547 | 198291.4078 | 30010.5806 | 20677.9162 | 40711.3925 | 68204.9602 | 45015.2737 | 9634.9939 | 68204.9602
December | 462128.5996 | 23127.1442 | 225199.2806 | 30574.733 | 23979.833 | 41471.8367 | 58526.7613 | 38627.6625 | 10594.4675 | 58526.7613
TOTAL | 4216537.5113 | 236656.625 | 2448685.0371 | 379649.1698 | 255892.6185 | 495412.0912 | 792844.4851 | 523277.3602 | 98246.043 | 792844.4851
SYSTEM LOSSES (%)
January | 10.65% | 9.809% | 6.323% | 6.646% | 5.625% | 5.1% | 5.1% |  | 10.95% | 3.902%
February | 10.95% | 10.15% | 6.476% | 6.341% | 5.93% | 5.451% | 5.451% |  | 10.67% | 4.119%
March | 10.3% | 10.14% | 6.893% | 6.791% | 6.519% | 5.882% | 5.882% |  | 10.07% | 4.456%
April | 9.129% | 9.26% | 6.105% | 6.225% | 5.934% | 5.533% | 5.533% |  | 9.558% | 4.294%
May | 9.125% | 9.34% | 6.494% | 6.598% | 6.284% | 6.154% | 6.154% |  | 10.73% | 4.884%
June | 7.322% | 7.319% | 5.698% | 5.312% | 5.121% | 5.022% | 5.022% |  | 10.37% | 4.083%
July | 7.329% | 7.694% | 5.903% | 5.874% | 5.049% | 4.923% | 4.923% |  | 10.48% | 4.048%
August | 8.338% | 8.98% | 6.518% | 6.876% | 5.821% | 5.747% | 5.747% |  | 10.73% | 4.84%
September | 6.997% | 7.487% | 5.368% | 4.955% | 4.835% | 4.753% | 4.753% |  | 8.911% | 3.978%
October | 8.466% | 7.68% | 6.115% | 6.172% | 5.765% | 5.533% | 5.533% |  | 8.572% | 4.482%
November | 9.101% | 8.552% | 5.817% | 5.997% | 5.766% | 5.109% | 5.109% |  | 9.386% | 3.939%
December | 11.82% | 10.06% | 7.588% | 7.46% | 7.127% | 6.471% | 6.471% |  | 11.51% | 5.053%
TOTAL | 9.471% | 9.012% | 6.305% | 6.269% | 5.828% | 5.47% | 5.47% |  | 10.19% | 0%
DISTRIBUTION LOSSES (%)
January | 7.457% | 6.613% | 3.127% | 3.45% | 2.429% | 1.904% | 1.904% |  | 7.756% | 0.7065%
February | 7.749% | 6.954% | 3.28% | 3.145% | 2.734% | 2.255% | 2.255% |  | 7.47% | 0.9231%
March | 7.102% | 6.946% | 3.697% | 3.595% | 3.323% | 2.686% | 2.686% |  | 6.872% | 1.261%
April | 5.933% | 6.064% | 2.909% | 3.03% | 2.738% | 2.337% | 2.337% |  | 6.362% | 1.098%
May | 5.929% | 6.144% | 3.298% | 3.402% | 3.088% | 2.958% | 2.958% |  | 7.53% | 1.688%
June | 4.126% | 4.123% | 2.502% | 2.116% | 1.925% | 1.826% | 1.826% |  | 7.17% | 0.8869%
July | 4.133% | 4.498% | 2.707% | 2.678% | 1.853% | 1.727% | 1.727% |  | 7.282% | 0.8521%
August | 5.142% | 5.784% | 3.322% | 3.68% | 2.625% | 2.551% | 2.551% |  | 7.537% | 1.644%
September | 3.801% | 4.291% | 2.172% | 1.759% | 1.639% | 1.557% | 1.557% |  | 5.715% | 0.7822%
October | 5.27% | 4.484% | 2.919% | 2.976% | 2.569% | 2.337% | 2.337% |  | 5.376% | 1.286%
November | 5.905% | 5.356% | 2.621% | 2.801% | 2.57% | 1.913% | 1.913% |  | 6.19% | 0.7433%
December | 8.622% | 6.863% | 4.392% | 4.264% | 3.931% | 3.275% | 3.275% |  | 8.311% | 1.857%
TOTAL | 6.275% | 5.816% | 3.109% | 3.073% | 2.632% | 2.274% | 2.274% |  | 6.991% | -3.196%
SYSTEM COINCIDENT PEAKS (KW)
January | 1104056.6252 | 43147.2795 | 486923.2538 | 53306.705 | 41412.9277 | 75544.4127 | 99525.0689 | 65686.5455 | 19648.1706 | 99525.0689
February | 1173908.0579 | 40666.6021 | 431735.6256 | 52869.9177 | 39010.5343 | 73289.9946 | 103535.3461 | 68333.3285 | 24523.5997 | 103535.3461
March | 916421.2852 | 43847.96 | 451054.2503 | 54668.061 | 39329.7127 | 66320.6324 | 94790.4521 | 62561.6984 | 2689.134 | 94790.4521
April | 828353.1023 | 24511.2038 | 358217.413 | 47825.6903 | 33706.6321 | 65545.5323 | 97815.5046 | 64558.233 | 2903.8884 | 97815.5046
May | 651803.4708 | 35217.8756 | 367902.7168 | 56739.9055 | 43145.8361 | 71136.8379 | 101700.1905 | 67122.1257 | 3168.3123 | 101700.1905
June | 679291.6794 | 27446.3702 | 320523.3809 | 47104.216 | 33846.7056 | 68574.8787 | 104903.7222 | 69236.4566 | 2664.1398 | 104903.7222
July | 472812.2864 | 39874.1684 | 423317.7375 | 66269.741 | 43029.4659 | 77214.6501 | 117199.9426 | 77351.9621 | 3140.6462 | 117199.9426
August | 526585.0054 | 37825.7785 | 436203.2629 | 69730.7723 | 41855.2909 | 73582.7549 | 119528.3041 | 78888.6807 | 3001.827 | 119528.3041
September | 532092.3888 | 35370.3241 | 442410.5965 | 69676.5522 | 39462.2186 | 73306.1706 | 119015.7146 | 78550.3716 | 2855.024 | 119015.7146
October | 657260.289 | 31103.751 | 381062.5481 | 56167.2247 | 42855.354 | 74542.9259 | 107710.8187 | 71089.1403 | 2430.4756 | 107710.8187
November | 855786.4483 | 33409.7536 | 379929.9026 | 52855.454 | 35225.6602 | 72942.5606 | 87752.5128 | 57916.6584 | 17812.1195 | 87752.5128
December | 1049737.409 | 39906.2489 | 443169.5657 | 55160.5286 | 36226.3649 | 76900.6108 | 115203.4121 | 76034.252 | 24917.2966 | 115203.4121
TOTAL | 9448108.0475 | 432327.3159 | 4922450.2538 | 682374.7682 | 469106.7031 | 868901.9616 | 1268680.9894 | 837329.453 | 109754.6337 | 1268680.9894
SYSTEM COINCIDENT DEMANDS (KW)
January | 973238.3933 | 39287.1603 | 453110.4729 | 49940.5113 | 39145.9044 | 71737.3712 | 94509.5285 | 63652.2422 | 17365.693 | 95061.7721
February | 1023815.9792 | 36958.917 | 403472.9317 | 49720.2824 | 36819.3602 | 69414.7469 | 98060.8593 | 66217.0546 | 22125.4922 | 99274.706
March | 815668.465 | 39736.1798 | 418555.5786 | 51128.887 | 36885.4987 | 62615.5258 | 89494.8342 | 60624.1712 | 2497.8774 | 90604.9402
April | 743199.0662 | 22547.9972 | 336612.4891 | 45051.8781 | 31852.2859 | 62164.0138 | 92769.166 | 62558.8734 | 2709.6902 | 93712.5342
May | 589575.8711 | 32167.0163 | 343496.7949 | 53138.5923 | 40534.1874 | 66967.3099 | 95739.2594 | 65043.3627 | 3005.0683 | 96828.9321
June | 618685.4086 | 25396.4516 | 303365.7266 | 44669.4214 | 32188.9662 | 65232.986 | 99791.3984 | 67092.2131 | 2563.6612 | 100745.8535
July | 438249.5239 | 36875.5089 | 396504.9772 | 62433.5385 | 40917.5263 | 73489.8389 | 111546.253 | 74956.3824 | 2990.0977 | 112426.8835
August | 481146.1421 | 34612.4399 | 405695.6625 | 65055.0735 | 39526.8971 | 69546.1554 | 112971.2257 | 76445.5091 | 2846.254 | 113808.4824
September | 490254.1679 | 32853.2085 | 415501.0616 | 66207.6937 | 37651.0724 | 69993.9683 | 113638.2119 | 76117.6774 | 2700.2476 | 114374.6317
October | 596593.2385 | 28889.4222 | 356803.3552 | 52843.7083 | 40433.536 | 70557.763 | 101952.4566 | 68887.5194 | 2283.8269 | 102967.1812
November | 765723.6611 | 30769.2939 | 357287.7862 | 49831.228 | 33319.978 | 69340.7578 | 83419.415 | 56122.9875 | 16420.3821 | 84544.5928
December | 916604.6251 | 36248.526 | 408772.406 | 51231.4466 | 33835.4212 | 72083.5404 | 107987.0462 | 73679.4816 | 22171.6657 | 109119.5501
TOTAL | 1023815.9792 | 36958.917 | 403472.9317 | 49720.2824 | 36819.3602 | 69414.7469 | 98060.8593 | 66217.0546 | 22125.4922 | 99274.706
SYSTEM COINCIDENT DEMANDS LOSSES (%)
January | 13.44% | 9.825% | 7.462% | 6.74% | 5.791% | 5.307% | 5.307% | 3.196% | 13.14% | 4.695%
February | 14.66% | 10.03% | 7.005% | 6.335% | 5.951% | 5.583% | 5.583% | 3.196% | 10.84% | 4.292%
March | 12.35% | 10.35% | 7.764% | 6.922% | 6.626% | 5.917% | 5.917% | 3.196% | 7.657% | 4.62%
April | 11.46% | 8.707% | 6.418% | 6.157% | 5.822% | 5.44% | 5.44% | 3.196% | 7.167% | 4.378%
May | 10.55% | 9.484% | 7.105% | 6.777% | 6.443% | 6.226% | 6.226% | 3.196% | 5.432% | 5.031%
June | 9.796% | 8.072% | 5.656% | 5.451% | 5.15% | 5.123% | 5.123% | 3.196% | 3.919% | 4.127%
July | 7.887% | 8.132% | 6.762% | 6.144% | 5.161% | 5.068% | 5.068% | 3.196% | 5.035% | 4.245%
August | 9.444% | 9.284% | 7.52% | 7.187% | 5.891% | 5.804% | 5.804% | 3.196% | 5.466% | 5.026%
September | 8.534% | 7.662% | 6.476% | 5.239% | 4.81% | 4.732% | 4.732% | 3.196% | 5.732% | 4.058%
October | 10.17% | 7.665% | 6.799% | 6.289% | 5.99% | 5.648% | 5.648% | 3.196% | 6.421% | 4.607%
November | 11.76% | 8.581% | 6.337% | 6.069% | 5.719% | 5.194% | 5.194% | 3.196% | 8.476% | 3.794%
December | 14.52% | 10.09% | 8.415% | 7.669% | 7.066% | 6.683% | 6.683% | 3.196% | 12.38% | 5.575%
TOTAL | 822.8% | 1070% | 1120% | 1272% | 1174% | 1152% | #REF! | 3.196% | 396.1% | 1178%
DISTR SYSTEM COINCIDENT DEMANDS LOSSES (%)
January | 10.25% | 6.629% | 4.266% | 3.544% | 2.595% | 2.111% | 2.111% |  | 9.948% | 1.499%
February | 11.46% | 6.836% | 3.809% | 3.139% | 2.755% | 2.387% | 2.387% |  | 7.643% | 1.096%
March | 9.156% | 7.152% | 4.569% | 3.726% | 3.431% | 2.721% | 2.721% |  | 4.461% | 1.424%
April | 8.262% | 5.511% | 3.222% | 2.961% | 2.626% | 2.244% | 2.244% |  | 3.971% | 1.182%
May | 7.359% | 6.288% | 3.909% | 3.581% | 3.247% | 3.03% | 3.03% |  | 2.236% | 1.835%
June | 6.6% | 4.876% | 2.46% | 2.255% | 1.954% | 1.927% | 1.927% |  | 0.7234% | 0.9311%
July | 4.691% | 4.936% | 3.566% | 2.948% | 1.965% | 1.873% | 1.873% |  | 1.839% | 1.05%
August | 6.248% | 6.088% | 4.324% | 3.991% | 2.695% | 2.608% | 2.608% |  | 2.27% | 1.83%
September | 5.338% | 4.466% | 3.28% | 2.043% | 1.614% | 1.536% | 1.536% |  | 2.536% | 0.8618%
October | 6.973% | 4.469% | 3.603% | 3.093% | 2.794% | 2.452% | 2.452% |  | 3.225% | 1.411%
November | 8.566% | 5.386% | 3.141% | 2.873% | 2.523% | 1.998% | 1.998% |  | 5.28% | 0.5984%
December | 11.33% | 6.895% | 5.219% | 4.473% | 3.87% | 3.487% | 3.487% |  | 9.188% | 2.379%
TOTAL | 819.6% | 1067% | 1117% | 1269% | 1171% | 1149% | 1149% |  | 392.9% | 1175%
NON-COINCIDENT DEMANDS (KW)
January | 1013127.7927 | 54405.5775 | 487817.3201 | 57462.5916 | 44935.7551 | 85128.7906 | 104606.3303 | 69040.178 | 22108.1045 | 104606.3303
February | 1036540.3337 | 57717.4293 | 477307.1885 | 58667.2406 | 43612.7766 | 77859.0196 | 106700.2315 | 70422.1528 | 22097.3545 | 106700.2315
March | 887289.3455 | 50502.0594 | 427739.3152 | 58107.8052 | 38591.455 | 72921.3724 | 98183.5492 | 64801.1425 | 22109.7333 | 98183.5492
April | 787515.7953 | 44407.5767 | 383448.2658 | 55152.156 | 39766.8214 | 76347.5738 | 104775.1951 | 69151.6287 | 22109.9776 | 104775.1951
May | 673187.4192 | 39718.949 | 360986.3517 | 59126.9241 | 41937.6935 | 77834.0028 | 97457.2062 | 64321.7561 | 22109.3261 | 97457.2062
June | 665640.1591 | 40229.5258 | 387816.4547 | 60712.2899 | 45323.7782 | 80855.1533 | 107129.5008 | 70705.4705 | 22109.489 | 107129.5008
July | 580449.0846 | 38795.6034 | 398917.7745 | 64855.297 | 45991.3401 | 82658.1238 | 109212.4511 | 72080.2177 | 22107.9416 | 109212.4511
August | 583792.5928 | 41234.1618 | 422127.4717 | 69710.8538 | 47972.7872 | 81055.8977 | 112810.0526 | 74454.6347 | 22109.5704 | 112810.0526
September | 552662.1361 | 37876.1401 | 434598.6908 | 70884.8394 | 45821.0852 | 83798.453 | 119332.7718 | 78759.6294 | 22110.3848 | 119332.7718
October | 666350.3477 | 38804.5407 | 409155.4925 | 67430.5887 | 42759.4849 | 78874.7117 | 102758.8285 | 67820.8268 | 22111.9322 | 102758.8285
November | 776137.7763 | 45312.4227 | 399990.8269 | 58137.0157 | 43297.7582 | 78808.1009 | 106886.5908 | 70545.15 | 22111.8507 | 106886.5908
December | 965934.0798 | 58446.9134 | 451524.0688 | 60007.3991 | 47270.9507 | 87602.4585 | 111830.4721 | 73808.1116 | 22112.9909 | 111830.4721
TOTAL | 1036540.3337 | 58446.9134 | 487817.3201 | 70884.8394 | 47972.7872 | 87602.4585 | 119332.7718 | 78759.6294 | 22112.9909 | 119332.7718
SYSTEM COINCIDENT DEMAND FACTORS (%)
January | 96.06% | 72.21% | 92.89% | 86.91% | 87.12% | 84.27% | 90.35% | 92.2% | 78.55% | 90.88%
February | 98.77% | 64.03% | 84.53% | 84.75% | 84.42% | 89.15% | 91.9% | 94.03% | 100% | 93.04%
March | 91.93% | 78.68% | 97.85% | 87.99% | 95.58% | 85.87% | 91.15% | 93.55% | 11.3% | 92.28%
April | 94.37% | 50.78% | 87.79% | 81.69% | 80.1% | 81.42% | 88.54% | 90.47% | 12.26% | 89.44%
May | 87.58% | 80.99% | 95.16% | 89.87% | 96.65% | 86.04% | 98.24% | 100% | 13.59% | 99.36%
June | 92.95% | 63.13% | 78.22% | 73.58% | 71.02% | 80.68% | 93.15% | 94.89% | 11.6% | 94.04%
July | 75.5% | 95.05% | 99.4% | 96.27% | 88.97% | 88.91% | 100% | 100% | 13.52% | 100%
August | 82.42% | 83.94% | 96.11% | 93.32% | 82.39% | 85.8% | 100% | 100% | 12.87% | 100%
September | 88.71% | 86.74% | 95.61% | 93.4% | 82.17% | 83.53% | 95.23% | 96.65% | 12.21% | 95.85%
October | 89.53% | 74.45% | 87.2% | 78.37% | 94.56% | 89.46% | 99.22% | 100% | 10.33% | 100%
November | 98.66% | 67.9% | 89.32% | 85.71% | 76.96% | 87.99% | 78.04% | 79.56% | 74.26% | 79.1%
December | 94.89% | 62.02% | 90.53% | 85.38% | 71.58% | 82.28% | 96.56% | 99.83% | 100% | 97.58%
TOTAL | 98.77% | 63.24% | 82.71% | 70.14% | 76.75% | 79.24% | 82.17% | 84.07% | 100.1% | 83.19%

## Customer Usage database
Source: consumption simulations for illustrative purposes only. | [8 empty] | 0.8
|  | DOMESTIC | SMALL GENERAL | GENERAL | GENERAL LARGE | SMALL INDUST. | MEDIUM INDUST. | INDUSTRIAL LARGE | INDUSTRIAL LARGE | UNMETERED
[8 empty] | D-connected, Firm | T-connected, Firm |  | TOTAL
CUSTOMERS (Syst. Total) |  | 456991 | 24109 | 11349 | 19 | 2221 | 198 | 14.56 | 7 | 9604
CUSTOMERS
January |  | 351 | 31 | 18 | 1 | 9 | 1 | 1 | 0 | 17 | 429
February |  | 570 | 48 | 23 | 1 | 10 | 1 | 1 | 0 | 24 | 678
March |  | 810 | 80 | 36 | 1 | 10 | 2 | 1 | 0 | 29 | 969
April |  | 1002 | 92 | 49 | 1 | 11 | 2 | 1 | 0 | 41 | 1199
May |  | 1191 | 99 | 57 | 1 | 13 | 2 | 1 | 0 | 47 | 1411
June |  | 1380 | 113 | 60 | 1 | 13 | 2 | 1 | 0 | 59 | 1629
July |  | 1650 | 119 | 69 | 1 | 17 | 2 | 1 | 0 | 67 | 1926
August |  | 1839 | 132 | 72 | 1 | 19 | 2 | 1 | 0 | 78 | 2144
September |  | 2103 | 149 | 77 | 1 | 19 | 2 | 1 | 1 | 89 | 2442
October |  | 2412 | 164 | 79 | 1 | 19 | 3 | 1 | 1 | 92 | 2772
November |  | 2631 | 170 | 82 | 1 | 20 | 3 | 1 | 1 | 97 | 3006
December |  | 2967 | 183 | 80 | 1 | 20 | 3 | 1 | 1 | 101 | 3357
|  | 18906 | 1380 | 702 | 12 | 180 | 25 | 12 | 4 | 741 | 21962
AVE. KWh USE PER CUSTOMER AT THE METER
January |  | 1118.8911 | 1075.9499 | 20518.4133 | 1694616.7704 | 10068.3124 | 215331.3959 | 4450554.3693 |  | 1067.2633
February |  | 970.6713 | 988.1419 | 19337.6987 | 1594582.9464 | 9652.3896 | 194294.7512 | 4074387.6312 |  | 904.4876
March |  | 971.8399 | 946.3445 | 19933.2707 | 1662281.5163 | 9681.0544 | 207345.7396 | 4282104.9082 |  | 894.6759
April |  | 777.0378 | 802.6157 | 17305.0628 | 1525841.5368 | 9236.1379 | 206627.253 | 4284239.4835 |  | 802.2887
May |  | 697.5733 | 735.456 | 16426.5715 | 1597393.942 | 9308.9467 | 204170.4848 | 4595659.8562 |  | 731.5526
June |  | 571.1849 | 700.3597 | 16635.5472 | 1587303.3936 | 9717.928 | 213744.2935 | 4427328.7444 |  | 651.2909
July |  | 574.1206 | 721.771 | 17934.9461 | 1841757.8001 | 9878.4496 | 213547.881 | 4822681.8665 |  | 678.7221
August |  | 562.2755 | 726.5978 | 17424.4555 | 1861861.7233 | 9859.881 | 213778.6223 | 5172288.1149 |  | 737.0997
September |  | 563.201 | 657.849 | 16134.6692 | 1737077.7885 | 9216.4815 | 208221.374 | 4881329.7624 | 5360871.5983 | 797.2057
October |  | 648.8523 | 733.7082 | 16796.3074 | 1690117.1206 | 8488.4195 | 209952.6595 | 4758928.2575 | 5226445.3695 | 858.756
November |  | 759.8508 | 768.0432 | 17472.148 | 1579504.24 | 9310.1829 | 205613.0932 | 4684406.6073 | 5144602.7124 | 1003.2272
December |  | 1011.2422 | 959.2743 | 19843.0946 | 1609196.4761 | 10796.8631 | 209453.7205 | 4019695.1454 | 4414589.9964 | 1103.1307
|  | 9226.7408 | 9816.1112 | 215762.185 | 19981535.2541 | 115215.0466 | 2502081.2685 | 54453604.7467 | 20146509.6766 | 10229.7004
AVE. KW COINCIDENT DEMAND PER CUSTOMER AT THE METER
January |  | 2.1297 | 1.6296 | 39.9251 | 2628.448 | 17.6254 | 362.31 | 6491.039 |  | 1.8082
February |  | 2.2403 | 1.533 | 35.5514 | 2616.857 | 16.5778 | 350.5795 | 6734.9491 |  | 2.3008
March |  | 1.7849 | 1.6482 | 36.8804 | 2690.9941 | 16.6076 | 316.24 | 6146.6232 |  | 0.26009
April |  | 1.6263 | 0.93525 | 29.6601 | 2371.1515 | 14.3414 | 313.9597 | 6371.5087 |  | 0.28214
May |  | 1.2901 | 1.3342 | 30.2667 | 2796.768 | 18.2504 | 338.2187 | 6575.4986 |  | 0.3129
June |  | 1.3538 | 1.0534 | 26.7306 | 2351.0222 | 14.493 | 329.4595 | 6853.8048 |  | 0.26694
July |  | 0.95899 | 1.5295 | 34.9374 | 3285.9757 | 18.423 | 371.1608 | 7661.1437 |  | 0.31134
August |  | 1.0529 | 1.4357 | 35.7473 | 3423.9512 | 17.7969 | 351.2432 | 7759.0128 |  | 0.29636
September |  | 1.0728 | 1.3627 | 36.6112 | 3484.6155 | 16.9523 | 353.5049 | 7804.8222 | 8699.1631 | 0.28116
October |  | 1.3055 | 1.1983 | 31.4392 | 2781.2478 | 18.2051 | 356.3523 | 7002.2292 | 7872.8594 | 0.2378
November |  | 1.6756 | 1.2763 | 31.4819 | 2622.6962 | 15.0022 | 350.2058 | 5729.3554 | 6414.0557 | 1.7097
December |  | 2.0057 | 1.5035 | 36.0184 | 2696.3919 | 15.2343 | 364.0583 | 7416.6927 | 8420.5122 | 2.3025
|  | 2.2403 | 1.6482 | 39.9251 | 3484.6155 | 18.423 | 371.1608 | 7804.8222 | 8699.1631 | 2.3025
COINCIDENT DEMAND LOAD FACTOR OF AVE. CUSTOMER
January | 31 | 70.62% | 88.75% | 69.08% | 86.66% | 76.78% | 79.88% | 92.16% |  | 79.33%
February | 28 | 64.47% | 95.92% | 80.94% | 90.68% | 86.64% | 82.47% | 90.02% |  | 58.5%
March | 31 | 73.18% | 77.17% | 72.65% | 83.03% | 78.35% | 88.13% | 93.64% |  | 462.4%
April | 30 | 66.36% | 119.2% | 81.03% | 89.38% | 89.45% | 91.41% | 93.39% |  | 394.9%
May | 31 | 72.67% | 74.09% | 72.95% | 76.77% | 68.56% | 81.14% | 93.94% |  | 314.2%
June | 30 | 58.6% | 92.34% | 86.44% | 93.77% | 93.13% | 90.11% | 89.72% |  | 338.9%
July | 31 | 80.47% | 63.43% | 69% | 75.33% | 72.07% | 77.33% | 84.61% |  | 293%
August | 31 | 71.78% | 68.02% | 65.52% | 73.09% | 74.47% | 81.81% | 89.6% |  | 334.3%
September | 30 | 72.92% | 67.05% | 61.21% | 69.24% | 75.51% | 81.81% | 86.86% | 85.59% | 393.8%
October | 31 | 66.8% | 82.3% | 71.81% | 81.68% | 62.67% | 79.19% | 91.35% | 89.23% | 485.4%
November | 30 | 62.98% | 83.58% | 77.08% | 83.65% | 86.19% | 81.54% | 113.6% | 111.4% | 81.5%
December | 31 | 67.77% | 85.75% | 74.05% | 80.21% | 95.26% | 77.33% | 72.85% | 70.47% | 64.4%
| 365 | 47.01% | 67.99% | 61.69% | 65.46% | 71.39% | 76.95% | 79.65% | 26.44% | 50.72%
AVE. NON-COINCIDENT DEMAND PER CUSTOMER AT THE METER
January |  | 2.217 | 2.2567 | 58.3232 | 3461.2686 | 36.2443 | 641.1629 | 10151.1729 |  | 2.302
February |  | 2.2682 | 2.394 | 57.0666 | 3533.8308 | 35.1772 | 586.4093 | 10354.3686 |  | 2.3008
March |  | 1.9416 | 2.0947 | 51.1403 | 3500.1331 | 31.1271 | 549.2205 | 9527.8955 |  | 2.3021
April |  | 1.7233 | 1.842 | 45.8449 | 3322.0991 | 32.0751 | 575.0255 | 10167.5599 |  | 2.3022
May |  | 1.4731 | 1.6475 | 43.1593 | 3561.5199 | 33.8261 | 586.2208 | 9457.41 |  | 2.3021
June |  | 1.4566 | 1.6687 | 46.3671 | 3657.0147 | 36.5572 | 608.9752 | 10396.0256 |  | 2.3021
July |  | 1.2702 | 1.6092 | 47.6944 | 3906.5694 | 37.0957 | 622.5546 | 10598.1586 |  | 2.302
August |  | 1.2775 | 1.7103 | 50.4693 | 4199.0447 | 38.6939 | 610.4871 | 10947.2759 |  | 2.3021
September |  | 1.2094 | 1.571 | 51.9604 | 4269.7599 | 36.9583 | 631.1432 | 11580.2514 | 12457.2372 | 2.3022
October |  | 1.4581 | 1.6095 | 48.9184 | 4061.6925 | 34.4889 | 594.0591 | 9971.8883 | 10727.0709 | 2.3024
November |  | 1.6984 | 1.8795 | 47.8227 | 3501.8926 | 34.9231 | 593.5574 | 10372.4532 | 11157.9711 | 2.3024
December |  | 2.1137 | 2.4243 | 53.984 | 3614.5555 | 38.1278 | 659.7937 | 10852.2157 | 11674.0665 | 2.3025
|  | 2.2682 | 2.4243 | 58.3232 | 4269.7599 | 38.6939 | 659.7937 | 11580.2514 | 12457.2372 | 2.3025
NON-COINCIDENT DEMAND LOAD FACTORS OF AVE. CUSTOMER
January | 31 | 67.84% | 64.08% | 47.29% | 65.81% | 37.34% | 45.14% | 58.93% |  | 62.32%
February | 28 | 63.68% | 61.42% | 50.43% | 67.15% | 40.83% | 49.31% | 58.56% |  | 58.5%
March | 31 | 67.28% | 60.72% | 52.39% | 63.83% | 41.8% | 50.74% | 60.41% |  | 52.23%
April | 30 | 62.63% | 60.52% | 52.43% | 63.79% | 39.99% | 49.91% | 58.52% |  | 48.4%
May | 31 | 63.65% | 60% | 51.16% | 60.28% | 36.99% | 46.81% | 65.31% |  | 42.71%
June | 30 | 54.46% | 58.29% | 49.83% | 60.28% | 36.92% | 48.75% | 59.15% |  | 39.29%
July | 31 | 60.75% | 60.29% | 50.54% | 63.37% | 35.79% | 46.1% | 61.16% |  | 39.63%
August | 31 | 59.16% | 57.1% | 46.4% | 59.6% | 34.25% | 47.07% | 63.5% |  | 43.04%
September | 30 | 64.68% | 58.16% | 43.13% | 56.5% | 34.64% | 45.82% | 58.54% | 59.77% | 48.09%
October | 31 | 59.81% | 61.27% | 46.15% | 55.93% | 33.08% | 47.5% | 64.14% | 65.49% | 50.13%
November | 30 | 62.14% | 56.76% | 50.74% | 62.64% | 37.03% | 48.11% | 62.72% | 64.04% | 60.52%
December | 31 | 64.3% | 53.18% | 49.41% | 59.84% | 38.06% | 42.67% | 49.79% | 50.83% | 64.4%
| 365 | 46.44% | 46.22% | 42.23% | 53.42% | 33.99% | 43.29% | 53.68% | 18.46% | 50.72%
TOTAL COINCIDENT DEMAND AT THE METER BY DEPARTED CUSTOMERS
January |  | 747.5129 | 50.5165 | 718.6526 | 2628.448 | 158.6282 | 362.31 | 6491.039 | 0 | 30.7389 | 11187.8461
February |  | 1276.9948 | 73.5836 | 817.6824 | 2616.857 | 165.7783 | 350.5795 | 6734.9491 | 0 | 55.2204 | 12091.6451
March |  | 1445.7428 | 131.8551 | 1327.6941 | 2690.9941 | 166.0761 | 632.4801 | 6146.6232 | 0 | 7.5425 | 12549.008
April |  | 1629.5408 | 86.0432 | 1453.345 | 2371.1515 | 157.7556 | 627.9193 | 6371.5087 | 0 | 11.5678 | 12708.8318
May |  | 1536.5398 | 132.089 | 1725.202 | 2796.768 | 237.2555 | 676.4375 | 6575.4986 | 0 | 14.7062 | 13694.4966
June |  | 1868.2772 | 119.0343 | 1603.8368 | 2351.0222 | 188.4091 | 658.9191 | 6853.8048 | 0 | 15.7493 | 13659.0527
July |  | 1582.3325 | 182.0144 | 2410.6832 | 3285.9757 | 313.1913 | 742.3216 | 7661.1437 | 0 | 20.8597 | 16198.5222
August |  | 1936.2039 | 189.5077 | 2573.8028 | 3423.9512 | 338.1409 | 702.4864 | 7759.0128 | 0 | 23.1162 | 16946.2219
September |  | 2256.0718 | 203.0415 | 2819.0662 | 3484.6155 | 322.0938 | 707.0098 | 7804.8222 | 8699.1631 | 25.0231 | 26320.907
October |  | 3148.8211 | 196.5185 | 2483.6959 | 2781.2478 | 345.897 | 1069.057 | 7002.2292 | 7872.8594 | 21.8776 | 24922.2034
November |  | 4408.4434 | 216.9638 | 2581.5137 | 2622.6962 | 300.0448 | 1050.6175 | 5729.3554 | 6414.0557 | 165.8452 | 23489.5357
December |  | 5951.0273 | 275.1454 | 2881.4691 | 2696.3919 | 304.6864 | 1092.1749 | 7416.6927 | 8420.5122 | 232.5502 | 29270.65
TOTAL |  | 27787.5082 | 1856.3132 | 23396.6436 | 33750.119 | 2997.957 | 8672.3126 | 82546.6795 | 31406.5904 | 624.797 | 213038.9206
TOTAL NON-COINCIDENT DEMAND at THE METER BY DEPARTED CUSTOMERS
January |  | 778.1507 | 69.9562 | 773.6992 | 3024.3469 | 182.09 | 429.9434 | 7184.5007 | 0 | 39.1335
February |  | 1292.8657 | 114.913 | 967.3157 | 3087.7495 | 196.3655 | 393.2274 | 7328.3126 | 0 | 55.2204
March |  | 1572.6882 | 167.5791 | 1356.8257 | 3058.3055 | 173.7571 | 736.5795 | 6743.3756 | 0 | 66.762
April |  | 1726.7098 | 169.4594 | 1655.5613 | 2902.7451 | 196.9541 | 771.1876 | 7196.0986 | 0 | 94.3887
May |  | 1754.4464 | 163.0999 | 1813.0427 | 3111.9434 | 245.4705 | 786.202 | 6693.4894 | 0 | 108.1985
June |  | 2010.069 | 188.5577 | 2050.3117 | 3195.3837 | 265.29 | 816.7187 | 7357.7954 | 0 | 135.8246
July |  | 2095.7546 | 191.4918 | 2425.3526 | 3413.4367 | 352.0274 | 834.9305 | 7661.1437 | 0 | 154.2307
August |  | 2349.2685 | 225.7626 | 2678.049 | 3668.9923 | 410.393 | 818.7464 | 7759.0128 | 0 | 179.5654
September |  | 2543.2634 | 234.0846 | 2948.6386 | 3730.781 | 391.9859 | 846.449 | 8195.9321 | 9001.1005 | 204.8963
October |  | 3516.9993 | 263.9655 | 2848.1174 | 3548.9784 | 365.7948 | 1195.0714 | 7057.6118 | 7872.8594 | 211.8178
November |  | 4468.3998 | 319.5119 | 2890.0562 | 3059.8429 | 389.8943 | 1194.0621 | 7341.112 | 8062.3029 | 223.3288
December |  | 6271.2973 | 443.6428 | 3182.8289 | 3158.2842 | 425.6727 | 1327.31 | 7680.6643 | 8435.2127 | 232.5502
TOTAL |  | 30379.9126 | 2552.0244 | 25589.7989 | 38960.7895 | 3595.6952 | 10150.4282 | 88199.0491 | 33371.4755 | 1705.9169